## Disclaimer
Disclaimer
This workbook contains data provided by or collected from third parties,
and conclusions, opinions, assumptions or forecasts that are based on that data.
AEMO has made reasonable efforts to ensure the quality of the information in this publication but cannot
guarantee that information, forecasts and assumptions are accurate, complete or appropriate for your
circumstances.
Modelling work performed as part of preparing this publication inherently requires assumptions about future
behaviours and market interactions, which may result in forecasts that deviate from future conditions. There
will usually be differences between estimated and actual results, because events and circumstances
frequently do not occur as expected, and those differences may be material.
This publication does not include all of the information that an investor, participant or potential participant in
the National Electricity Market might require, and does not amount to a recommendation of any investment.
Anyone proposing to use the information in this publication (which includes information and forecasts from
third parties) should independently verify its accuracy, completeness and suitability for purpose, and obtain
independent and specific advice from appropriate experts.
Accordingly, to the maximum extent permitted by law, AEMO and its officers, employees and consultants
involved in the preparation of this publication:
• make no representation or warranty, express or implied, as to the currency, accuracy, reliability or
completeness of the information in this publication; and
• are not liable (whether by reason of negligence or otherwise) for any statements, opinions, information
or other matters contained in or derived from this publication, or any omissions from it, or in respect of
a person’s use of the information in this publication.

## Version History
2026 Integrated System Plan: Report Charts
Please note that the data format may need to be adjusted in order to view the data to the level of fidelity required. For example, you may need to format the cell to a more appropriate number of decimal places in some cases as desired.
Version History
Version Number | Date | Description
v1.0 | 2026-06-25 | Initial release

## Table of Figures
Table of figures
Figure | Link to figure | Chart title
1 | Figure 1 | NEM capacity (GW, 2010 to 2050, Step Change, financial year ending)
2 | Figure 2 | NEM annual generation (TWh, 2006 to 2050, Step Change, financial year ending)
3 | Figure 3 | Coal capacity, NEM (GW, 2010 to 2050 financial year ending)
4 | Figure 4 | Transmission projects in the 2026 ISP optimal development path
5 | Figure 5 | A power system with both grid-scale and consumer energy resources
6 | Figure 6 | Electricity consumption, NEM (TWh, 2009-10 to 2049-50, Step Change)
7 | Figure 7 | Business and industry electricity consumption, NEM (TWh, 2025-26 to 2049-50, Step Change)
8 | Figure 8 | Residential electricity consumption, NEM (TWh, 2025-26 to 2049-50, Step Change)
9 | Figure 9 | Australia's energy sector governance
10 | Figure 10 | The national transmission network planning process
11 | Figure 11 | Grid-scale planning based on demand side assumptions
12 | Figure 12 | ISP consultations
13 | Figure 13 | High level view of the ISP Methodology
14 | Figure 14 | Three scenarios of the future for ISP modelling at 2050, including six of the major parameters driving scenario differences
15 | Figure 15 | Detailed ISP modelling methodology
16 | Figure 16 | NEM Capacity (GW,2009-10 to 2049-50, Step Change)
17 | Figure 17 | NEM annual generation (TWh, 2009-10 to 2049-50, Step Change)
18 | Figure 18 | Coal capacity, NEM (GW, 2009-10 to 2049-50)
19 | Figure 19 | Connection milestones, NEM (GW, 2021-26)
20 | Figure 20 | Projected storage installed capacity and energy capacity, NEM (2026-27 to 2049-50, Step Change)
21 | Figure 21 | Gas-powered generation offtake, NEM (TJ/d 2014-15 and 2039-40, Step Change)
22 | Figure 22 | Total NEM transmission (,000 km, Step Change, 2022-23 to 2049-50)
23 | Figure 23 | Transmission projects in the 2026 ISP optimal development path
24 | Figure 24 | Southern mainland NEM generation profile during a prolonged low renewable event (GW, 2035-36 and 2036-37, Step Change)
25 | Figure 25 | Projected NEM emissions trajectory, Step Change, 2026-27 to 2049-50 (Mt CO2-e)
26 | Figure 26 | Changes between 2024 ISP and 2026 ISP costs annualised capital costs to 2049-50 (present value, $ billion)
27 | Figure 27 | Capacity build of grid-scale solar under Constrained Delivery (GW, 2022-23 to 2034-35, compared to Step Change)
28 | Figure 28 | Capacity build of grid-scale wind under Constrained Delivery (GW, 2022-23 to 2034-35, compared to Step Change)
29 | Figure 29 | Transmission new build under ODP and under Constrained Delivery (,000 km)
30 | Figure 30 | Forecast NEM emissions trajectory, Step Change versus Constrained Delivery, 2026-27 to 2049-50 (Mt CO2-e)
31 | Figure 31 | Impact of Higher Demand on operational consumption (TWh)

## Figure 1
Figure 1 |  | NEM capacity (GW, 2010 to 2050, Step Change, financial year ending)
Notes: Projections for “Rooftop and other small-scale solar” and “CER storage” are forecast as outlined in the 2025 IASR and the 2026 Forecasting Assumptions Update. “Rooftop and other small-scale solar” includes forecast residential and commercial photovoltaic (PV) systems as well as larger distributed PV systems referred to as PV non scheduled generation (PVNSG) systems. “Utility solar” also includes other mid-scale distribution-connected PV systems, optimised through the ISP assessment process. “CER storage” means consumer energy resources such as batteries and EVs. “Flexible gas” includes gas-powered generation and potential lower-carbon fuel alternatives (including hydrogen).
| 2009-10 | 2010-11 | 2011-12 | 2012-13 | 2013-14 | 2014-15 | 2015-16 | 2016-17 | 2017-18 | 2018-19 | 2019-20 | 2020-21 | 2021-22 | 2022-23 | 2023-24 | 2024-25 | 2025-26 | 2026-27 | 2027-28 | 2028-29 | 2029-30 | 2030-31 | 2031-32 | 2032-33 | 2033-34 | 2034-35 | 2035-36 | 2036-37 | 2037-38 | 2038-39 | 2039-40 | 2040-41 | 2041-42 | 2042-43 | 2043-44 | 2044-45 | 2045-46 | 2046-47 | 2047-48 | 2048-49 | 2049-50
Black coal | 21129 | 21129 | 20629 | 19609 | 19609 | 18435 | 18435 | 18435 | 18435 | 18435 | 18435 | 18435 | 18435 | 16435 | 16435 | 16435 | 16475 | 16475 | 16475 | 11915 | 10245 | 10245 | 9895 | 9895 | 7180 | 7180 | 6450 | 5750 | 3900 | 3900 | 3900 | 3900 | 3900 | 3156 | 2791 | 2426 | 2061 | 1696 | 1696 | 1696 | 0
Brown coal | 7715 | 7715 | 7715 | 7715 | 7715 | 7526 | 6580 | 4820 | 4820 | 4820 | 4820 | 4820 | 4820 | 4820 | 4820 | 4820 | 4820 | 4820 | 4820 | 3370 | 3370 | 3370 | 2210 | 2210 | 2210 | 560 | 0 | 0 | 0 | 0 | 0 | 0 | 0 | 0 | 0 | 0 | 0 | 0 | 0 | 0 | 0
Mid-merit gas | 4834 | 4834 | 4834 | 4834 | 4834 | 4834 | 4834 | 4834 | 4834 | 4834 | 4834 | 4594 | 4474 | 4354 | 4350 | 4215 | 4234.9 | 4034.9 | 3254.9 | 3254.9 | 3254.9 | 3254.9 | 3254.9 | 3254.9 | 3254.9 | 3254.9 | 3254.9 | 2869.9 | 2340.9 | 2253.5 | 1696.5 | 1696.5 | 1696.5 | 1696.5 | 1276.5 | 1276.5 | 632 | 388 | 388 | 388 | 388
Flexible gas | 5962 | 6306 | 6306 | 6306 | 6306 | 7010 | 7146 | 7269 | 7269 | 7479 | 7479 | 7657 | 7750 | 7577 | 8117.3 | 7519 | 7518.48 | 8448.688 | 8312.188 | 8712.188 | 9112.073 | 8983.073 | 8983.073 | 8983.073 | 9521.183 | 10404.293 | 11324.138 | 12267.748 | 14527.668 | 14972.603 | 14532.603 | 15268.703 | 15268.703 | 15704.703 | 16234.703 | 15212.5031 | 15614.1031 | 16921.7441 | 16381.7013 | 16724.8645 | 16735.8657
Hydro | 8153 | 8153 | 8153 | 8153 | 8153 | 8153 | 8153 | 8153 | 8153 | 8153 | 8153 | 8153 | 8153 | 8153 | 7998.64 | 7702 | 6885.12 | 6885.3 | 6885.3 | 6885.3 | 6885.3 | 7275.3 | 7275.3 | 7275.3 | 7275.3 | 7275.3 | 7275.3 | 7275.3 | 7275.3 | 7275.3 | 7275.3 | 7275.3 | 7275.3 | 7275.3 | 7275.3 | 7275.3 | 7275.3 | 7275.3 | 7275.3 | 7275.3 | 7275.3
Utility storage | 817 | 817 | 817 | 817 | 817 | 817 | 817 | 967 | 1052 | 1077 | 1077 | 1555 | 1571 | 2317 | 2371.03 | 2756 | 4839.61 | 12105.72 | 20591.42 | 30839.76 | 35779.76 | 35999.76 | 36237.36 | 37045.16 | 36988.16 | 38961.16 | 38961.1601 | 39893.2446 | 40629.4573 | 40524.4576 | 40624.9613 | 40857.3163 | 42029.2784 | 43385.7902 | 43968.6117 | 43268.6225 | 42389.8917 | 41720.9812 | 40578.1664 | 41014.2049 | 41073.0244
Coordinated CER storage | [12 empty] | 90 | 212 | 212 | 225.9822 | 785.0921 | 1340.76 | 2018.009 | 2864.776 | 3838.639 | 4653.751 | 5412.222 | 6190.046 | 6987.127 | 7796.214 | 8651.198 | 9554.788 | 10466.876 | 11446.833 | 12448.557 | 13424.302 | 14410.378 | 15419.391 | 16440.011 | 17463.298 | 18521.829 | 19595.673 | 20701.912 | 21850.567 | 22997.073
Passive CER storage | [12 empty] | 767 | 936 | 1276 | 1284.2254 | 3726.3081 | 4992.7693 | 6299.9733 | 7601.8094 | 8639.0577 | 9758.8821 | 10638.4511 | 11504.9215 | 12181.6564 | 12856.2055 | 13332.7894 | 13882.3215 | 14225.8377 | 14683.4388 | 14970.9827 | 15302.9554 | 15564.4823 | 15801.7256 | 15968.9158 | 16177.5913 | 16159.6604 | 16213.0741 | 16255.92 | 16257.8455 | 16228.5764
Offshore wind | [14 empty] | 0 | 0 | 0 | 0 | 0 | 0 | 0 | 0 | 2000 | 2667 | 3333 | 4000 | 5000 | 6000 | 7000 | 8000 | 9000 | 9000 | 9000 | 9000 | 9000 | 9000.0001 | 9000.0001 | 9000.0002 | 9000.0002 | 9000.0003 | 9000.0004
Onshore wind | 1903 | 2114 | 2554 | 3284 | 3503 | 3609 | 3952 | 4636 | 5598 | 6638 | 8385 | 9281 | 10095 | 10469 | 10685.39 | 12004 | 11748.14 | 14455.4 | 16076.4 | 23199.9504 | 29818.2154 | 31142.5154 | 32922.7102 | 33357.7578 | 33430.6195 | 33238.6195 | 33693.7605 | 35840.3457 | 37665.2689 | 39734.8249 | 39408.1249 | 39401.6891 | 41889.7411 | 44128.2393 | 44048.3483 | 43182.1109 | 43631.9754 | 45189.4713 | 45753.1712 | 44920.0421 | 43762.6051
Utility solar | 0 | 0 | 0 | 0 | 102 | 155 | 211 | 318 | 2046 | 3071 | 4829 | 6042 | 7468 | 7923 | 8953.35 | 10533 | 10901.76 | 13631.7 | 20363.2018 | 24937.9127 | 31188.788 | 32886.3924 | 33805.7253 | 36997.0559 | 37738.9122 | 42908.5111 | 45610.8435 | 47621.7454 | 48553.1783 | 51289.4463 | 53357.3821 | 54019.2378 | 55168.6913 | 58500.6247 | 59955.1753 | 59524.4813 | 60236.8083 | 61043.5239 | 62330.368 | 63481.4574 | 63959.996
Rooftop and other small-scale solar | 216.861 | 927.2292 | 1654.6588 | 2485.1079 | 3202.3068 | 3871.5975 | 4452.4811 | 5238.8493 | 6539.8235 | 8324.8494 | 10796.9715 | 13879.8689 | 16475.0758 | 19192.7047 | 21238.5685 | 24990.9705 | 27055.7512 | 29289.282 | 31462.66 | 33595.406 | 35842.61 | 38163.194 | 39942.214 | 41620.761 | 43360.415 | 45267.273 | 47252.087 | 49525.151 | 51807.679 | 54309.504 | 56968.405 | 59891.358 | 62783.031 | 65810.21 | 68755.452 | 71925.226 | 74936.533 | 77742.089 | 80726.876 | 83698.074 | 86655.55
Biomass | [14 empty] | 39.6 | 32 | 32 | 68 | 68 | 68 | 68 | 68 | 68 | 68 | 68 | 68 | 68 | 68 | 68 | 68 | 68 | 68 | 68 | 68 | 68 | 32 | 32 | 32 | 32 | 32 | 32
Dispatchable capacity | 49494 | 49838 | 49558 | 49366 | 49116 | 48200 | 48171 | 47451 | 45776 | 46011 | 46011 | 46427 | 46416 | 46319 | 45528.57 | 44677.9822 | 46560.2521 | 55191.638 | 63483.297 | 69016.424 | 73719.882 | 75078.764 | 74635.155 | 76287.099 | 74908.97 | 76982.567 | 77532.6961 | 79289.0606 | 80883.3913 | 82175.2336 | 82334.1513 | 84333.6313 | 86542.3294 | 88650.2642 | 90051.9557 | 89004.2936 | 88629.9837 | 89786.9583 | 89259.0397 | 91238.2365 | 90800.4331
Demand-side participation | [11 empty] | 683 | 662 | 911 | 1185 | 973 | 970.05 | 1013.27 | 1058.48 | 1106.5 | 1166.21 | 1228.98 | 1299.3 | 1365.62 | 1424.3 | 1482.7 | 1548 | 1610.08 | 1675.19 | 1734.54 | 1788.23 | 1843.51 | 1894.17 | 1944.58 | 1997.83 | 2050.07 | 2103.86 | 2157.26 | 2205.96 | 2257.3 | 2299.17
Slower Growth | 2026-27: 109336.908; 2027-28: 124381.775; 2028-29: 137580.141; 2029-30: 155712.01; 2030-31: 158448.655; 2031-32: 161874.926; 2032-33: 164136.673; 2033-34: 163804.0741; 2034-35: 165863.4472; 2035-36: 166491.8213; 2036-37: 169381.259; 2037-38: 171810.3184; 2038-39: 174611.91; 2039-40: 176772.8925; 2040-41: 176510.0766; 2041-42: 181752.0927; 2042-43: 187645.1819; 2043-44: 187608.8283; 2044-45: 186967.0069; 2045-46: 187020.8001; 2046-47: 190396.7114; 2047-48: 190799.4443; 2048-49: 191557.0388; 2049-50: 193502.4985
Step Change | 2026-27: 111554.75; 2027-28: 130327.0788; 2028-29: 149643.1931; 2029-30: 169403.2854; 2030-31: 176041.8859; 2031-32: 182006.5045; 2032-33: 189564.0537; 2033-34: 191347.6167; 2034-35: 200914.2706; 2035-36: 207541.3871; 2036-37: 216666.2227; 2037-38: 224234.3275; 2038-39: 233774.4688; 2039-40: 239279.8334; 2040-41: 244802.4063; 2041-42: 253489.6228; 2042-43: 264144.7583; 2043-44: 269813.1014; 2044-45: 270586.0419; 2045-46: 274331.4406; 2046-47: 280604.7827; 2047-48: 284863.4953; 2048-49: 290080.5103; 2049-50: 291879.4147
Accelerated Transition | 2026-27: 112579.083; 2027-28: 133981.4271; 2028-29: 157514.5647; 2029-30: 173832.5686; 2030-31: 197963.7767; 2031-32: 206321.7831; 2032-33: 218289.0177; 2033-34: 226607.6083; 2034-35: 240449.502; 2035-36: 252244.4253; 2036-37: 267319.4724; 2037-38: 276963.5615; 2038-39: 294064.9968; 2039-40: 316850.4273; 2040-41: 328726.0905; 2041-42: 340187.108; 2042-43: 352544.9771; 2043-44: 369874.0534; 2044-45: 383312.0606; 2045-46: 394564.4481; 2046-47: 397843.6687; 2047-48: 401240.0483; 2048-49: 431560.8159; 2049-50: 429543.0359
Historical

## Figure 2
Figure 2 |  |  |  |  | NEM annual generation (TWh, 2010 to 2050, Step Change, financial year ending)
Notes: This chart is the projection of electricity generation by fuel type. Battery charge and discharge, and pumped hydro production, are excluded, as these technologies store electricity generation for use at other times such as in the evening and morning peaks. Contribution from demand side participation is not shown due to scale of chart.
Year | Black coal | Brown coal | Mid-merit gas | Flexible gas | Hydro | Onshore wind | Utility solar | Rooftop solar and other small-scale solar | Biomass | Offshore wind
2009-10 | 114730.4609 | 55961.1525 | 17918.4329 | 3810.702 | 12465 | 1383 | 0 | 134.1228 | 0
2010-11 | 106780.9724 | 55181.9905 | 21010.5711 | 3305.1763 | 15786 | 4050 | 0 | 520.1717 | 69
2011-12 | 105323.1489 | 54993.9289 | 20440.7894 | 3212.645 | 13303 | 6050 | 0 | 1383.2851 | 385
2012-13 | 101153.3106 | 48095.3936 | 21664.2582 | 3013.8234 | 17539 | 6646 | 0 | 2532.5017 | 385
2013-14 | 96021.4022 | 46623.5059 | 21034.6022 | 3512.5822 | 17784 | 8600 | 0 | 3455.3641 | 306
2014-15 | 97303.2213 | 51117.8417 | 17646.7923 | 5805.6162 | 12566 | 9406 | 29.0086 | 4376.236 | 363
2015-16 | 103500.3417 | 48934.461 | 16402.8316 | 3561.6568 | 14275 | 10364 | 361.77 | 5220.0908 | 337
2016-17 | 107209.6377 | 43638.2124 | 16654.8382 | 2313.7957 | 15337 | 10594 | 567.6228 | 6302 | 326
2017-18 | 110726.1376 | 36107.3851 | 18550.0874 | 1813.6333 | 14960 | 13073 | 798.7632 | 7325 | 329
2018-19 | 109940.1346 | 34588.8395 | 14966.1749 | 1835.8365 | 14990 | 15636 | 3419.3767 | 9168 | 257
2019-20 | 102190.5048 | 33731.5202 | 15833.8961 | 1603.5895 | 14319 | 18248 | 6045.4715 | 11818 | 205
2020-21 | 97150.4075 | 34123.7941 | 11943.0719 | 1621.2217 | 14325 | 21203 | 7807.6735 | 14385 | 181
2021-22 | 91612.6986 | 32549.0927 | 11721.8634 | 1901.0681 | 15721 | 24763 | 10079.8736 | 17551 | 161
2022-23 | 89030.0847 | 31499.9285 | 10062.9552 | 1622.0206 | 15216 | 27099 | 12862.7189 | 20851 | 157
2023-24 | 88636 | 32182 | 5261 | 5219 | 13487 | 26615 | 15659 | 24249 | 334 | 0
2024-25 | 86062 | 30478 | 5166 | 5721 | 12501 | 31124 | 16891 | 27874 | 376 | 0
2025-26* | 79101.4019 | 30432.5202 | 4483.8482 | 3460.4506 | 14585.3024 | 36505.7858 | 20567.2343 | 30007.6975 | 322.2234 | 0
2026-27 | 72140.8037 | 30387.0404 | 3801.6963 | 1199.9012 | 16669.6048 | 41887.5715 | 24243.4686 | 32141.395 | 268.4467 | 0
2027-28 | 61506.7462 | 25040.4951 | 2872.1291 | 868.2086 | 15495.728 | 46588.931 | 40142.4524 | 36840.6743 | 557.0646 | 0
2028-29 | 43242.3442 | 13330.211 | 1718.3196 | 831.5527 | 15517.8281 | 70825.4323 | 51733.5703 | 41450.6549 | 533.4909 | 0
2029-30 | 32008.14 | 9443.28 | 1531.6798 | 102.5626 | 12988.912 | 88014.188 | 65930.0134 | 44134.5161 | 448.3673 | 0
2030-31 | 26544.7731 | 9462.6396 | 656.0126 | 98.2029 | 13099.0413 | 95657.7256 | 71550.3271 | 49428.1736 | 491.2971 | 0
2031-32 | 24695.7522 | 6358.7376 | 410.5196 | 60.0401 | 12685.6736 | 100881.2302 | 74136.925 | 52889.5534 | 415.8242 | 8238.4664
2032-33 | 27061.7957 | 6336.7212 | 1400.569 | 431.9809 | 12164.14 | 102259.0432 | 76881.6799 | 55125.2171 | 337.1059 | 10832.4142
2033-34 | 18682.8082 | 6457.5216 | 1447.7274 | 913.5874 | 12471.8163 | 109221.4868 | 83926.2552 | 59602.9412 | 309.6892 | 14298.8729
2034-35 | 17729.2589 | 1613.9424 | 802.0958 | 877.9705 | 14362.5798 | 110053.5086 | 96763.8544 | 62749.417 | 374.6941 | 16453.343
2035-36 | 16818.2861 | 0 | 1981.1995 | 3394.1824 | 13483.6291 | 110881.1954 | 99128.8865 | 64832.1099 | 347.0186 | 21126.265
2036-37 | 15133.7459 | 0 | 2866.6488 | 5233.4934 | 13301.3143 | 115508.1146 | 98244.6635 | 64597.3241 | 309.763 | 24671.2014
2037-38 | 9660.8609 | 0 | 2639.5882 | 5716.0448 | 14846.8226 | 123477.1159 | 97441.5903 | 65920.9268 | 306.0366 | 26588.5458
2038-39 | 9660.8609 | 0 | 1618.9416 | 3226.6174 | 13635.7769 | 125247.0608 | 103688.3419 | 71051.6074 | 305.798 | 34028.6226
2039-40 | 9687.329 | 0 | 1664.6194 | 6875.0036 | 12769.5207 | 115889.1196 | 111165.2981 | 79332.0245 | 257.4958 | 35852.0201
2040-41 | 9660.8609 | 0 | 1442.6291 | 7456.9681 | 10776.1646 | 120558.1741 | 110027.4343 | 82412.1503 | 258.8256 | 37079.6119
2041-42 | 9660.8609 | 0 | 1465.7916 | 5806.3784 | 9830.5399 | 131953.8236 | 110760.3277 | 82408.0872 | 255.0267 | 35704.0029
2042-43 | 8279.1636 | 0 | 1705.4161 | 5484.2908 | 10737.0794 | 137638.0958 | 105577.4794 | 76075.5694 | 273.1417 | 36689.0484
2043-44 | 7413.7399 | 0 | 979.1162 | 4455.2611 | 10726.1663 | 138759.983 | 113311.4773 | 84672.0178 | 264.3506 | 37377.6933
2044-45 | 6507.804 | 0 | 1011.3395 | 7507.239 | 11001.8548 | 137292.9732 | 116262.2093 | 93276.6296 | 119.4415 | 37316.0542
2045-46 | 5622.1242 | 0 | 363.6906 | 9981.493 | 9187.641 | 142027.1329 | 116002.2171 | 97376.4479 | 98.2224 | 38904.3517
2046-47 | 4736.4444 | 0 | 235.9318 | 9210.3649 | 9972.2595 | 143049.9836 | 120696.5988 | 103125.6196 | 117.5912 | 36013.2839
2047-48 | 4749.4209 | 0 | 205.2592 | 5775.9492 | 11812.5183 | 144134.8796 | 124399.3939 | 108265.1717 | 118.9147 | 36848.8955
2048-49 | 4736.4444 | 0 | 258.1606 | 12501.4797 | 11380.7141 | 138339.5775 | 124688.4266 | 112173.8666 | 109.781 | 37568.0594
2049-50 | 0 | 0 | 363.3478 | 8593.4833 | 9833.8138 | 143634.9789 | 130690.3405 | 120865.7692 | 91.597 | 38889.3707

## Figure 3
Figure 3 |  |  | Coal capacity, NEM (GW, 2010 to 2050 financial year ending)
| 2009-10 | 2010-11 | 2011-12 | 2012-13 | 2013-14 | 2014-15 | 2015-16 | 2016-17 | 2017-18 | 2018-19 | 2019-20 | 2020-21 | 2021-22 | 2022-23 | 2023-24 | 2024-25 | 2025-26 | 2026-27 | 2027-28 | 2028-29 | 2029-30 | 2030-31 | 2031-32 | 2032-33 | 2033-34 | 2034-35 | 2035-36 | 2036-37 | 2037-38 | 2038-39 | 2039-40 | 2040-41 | 2041-42 | 2042-43 | 2043-44 | 2044-45 | 2045-46 | 2046-47 | 2047-48 | 2048-49 | 2049-50
New South Wales | 12289 | 12289 | 12289 | 11449 | 11449 | 10305 | 10305 | 10305 | 10305 | 10305 | 10305 | 10305 | 10305 | 8305 | 8305 | 8305 | 8305 | 8345 | 8345 | 5465 | 4145 | 4145 | 4145 | 4145 | 1430 | 1430 | 700 | 700 | 0 | 0 | 0 | 0 | 0 | 0 | 0 | 0 | 0 | 0 | 0 | 0 | 0
Queensland | 8840 | 8840 | 8340 | 8160 | 8160 | 8130 | 8130 | 8130 | 8130 | 8130 | 8130 | 8130 | 8130 | 8130 | 8130 | 8130 | 8130 | 8130 | 8130 | 6450 | 6100 | 6100 | 5750 | 5750 | 5750 | 5750 | 5750 | 5050 | 3900 | 3900 | 3900 | 3900 | 3900 | 3156 | 2791 | 2426 | 2061 | 1696 | 1696 | 1696 | 0
Victoria | 6929 | 6929 | 6929 | 6929 | 6929 | 6740 | 6580 | 4820 | 4820 | 4820 | 4820 | 4820 | 4820 | 4820 | 4820 | 4820 | 4820 | 4820 | 4820 | 3370 | 3370 | 3370 | 2210 | 2210 | 2210 | 560 | 0 | 0 | 0 | 0 | 0 | 0 | 0 | 0 | 0 | 0 | 0 | 0 | 0 | 0 | 0
South Australia | 786 | 786 | 786 | 786 | 786 | 786 | 0 | 0 | 0 | 0 | 0 | 0 | 0 | 0 | 0 | 0 | 0 | 0 | 0 | 0 | 0 | 0 | 0 | 0 | 0 | 0 | 0 | 0 | 0 | 0 | 0 | 0 | 0 | 0 | 0 | 0 | 0 | 0 | 0 | 0 | 0
Slower Growth (Progressive Change) | 2026-27: 21295; 2027-28: 21295; 2028-29: 15285; 2029-30: 11870; 2030-31: 11520; 2031-32: 11170; 2032-33: 11170; 2033-34: 9500; 2034-35: 6690; 2035-36: 5780; 2036-37: 5780; 2037-38: 5330; 2038-39: 5330; 2039-40: 5330; 2040-41: 3900; 2041-42: 3900; 2042-43: 3156; 2043-44: 2791; 2044-45: 2426; 2045-46: 2061; 2046-47: 1696; 2047-48: 1696; 2048-49: 1696; 2049-50: 0
Step Change | 2026-27: 21295; 2027-28: 21295; 2028-29: 15285; 2029-30: 13615; 2030-31: 13615; 2031-32: 12105; 2032-33: 12105; 2033-34: 9390; 2034-35: 7740; 2035-36: 6450; 2036-37: 5750; 2037-38: 3900; 2038-39: 3900; 2039-40: 3900; 2040-41: 3900; 2041-42: 3900; 2042-43: 3156; 2043-44: 2791; 2044-45: 2426; 2045-46: 2061; 2046-47: 1696; 2047-48: 1696; 2048-49: 1696; 2049-50: 0
Accelerated Transition (Green Energy Exports） | 2026-27: 21295; 2027-28: 21295; 2028-29: 15285; 2029-30: 8611; 2030-31: 5226; 2031-32: 3640; 2032-33: 2910; 2033-34: 0; 2034-35: 0; 2035-36: 0; 2036-37: 0; 2037-38: 0; 2038-39: 0; 2039-40: 0; 2040-41: 0; 2041-42: 0; 2042-43: 0; 2043-44: 0; 2044-45: 0; 2045-46: 0; 2046-47: 0; 2047-48: 0; 2048-49: 0; 2049-50: 0
Announced retirements (2022 ISP) | [15 empty] | 21276 | 18411 | 18411 | 18411 | 16261 | 14941 | 14941 | 14941 | 14941 | 12201 | 12201 | 10521 | 9821 | 8671 | 8671 | 8671 | 7281 | 7281 | 6537 | 6172 | 5807 | 3217 | 2852 | 1692 | 1692 | 1692
Announced retirements (2024 ISP) | [15 empty] | 21255 | 21255 | 21255 | 18405 | 16255 | 16255 | 16255 | 16255 | 16255 | 12220 | 12220 | 8330 | 7630 | 6480 | 6480 | 6480 | 5060 | 5060 | 4316 | 3951 | 3586 | 3221 | 2856 | 1696 | 1696 | 1696
Announced retirements (2026 ISP) | 2026-27: 21255; 2027-28: 21255; 2028-29: 15245; 2029-30: 15245; 2030-31: 15245; 2031-32: 14545; 2032-33: 14545; 2033-34: 10510; 2034-35: 10510; 2035-36: 8300; 2036-37: 7600; 2037-38: 6450; 2038-39: 6450; 2039-40: 6450; 2040-41: 5060; 2041-42: 5060; 2042-43: 4316; 2043-44: 3951; 2044-45: 3586; 2045-46: 3221; 2046-47: 2856; 2047-48: 1696; 2048-49: 1696; 2049-50: 1696
2024 ISP Step Change | [15 empty] | 21255 | 18375 | 18375 | 16480 | 13345 | 11440 | 9495 | 7950 | 6870 | 3016 | 1420 | 1420 | 690 | 0 | 0 | 0 | 0 | 0 | 0 | 0 | 0 | 0 | 0 | 0 | 0 | 0
Historical
2024 ISP Step Change
Step Change
Announced retirements (2024 ISP)
Announced retirements (2026 ISP)
Slower Growth
Accelerated Transition
Victoria
Queensland
New South Wales
South Australia

## Figure 4
Figure 4 | Transmission projects in the 2026 ISP optimal development path

## Figure 5
Figure 5 | A power system with both grid-scale and consumer energy resources
DISTRIBUTION
Industrial electricity consumers
Homes and businesses
Wind
Solar
Pumped
hydro
Hydro
Gas-powered
generation
Battery
storage
Rooftop
solar
Batteries
Coal-fired
generation
Gas
infrastructure
Electric
vehicles
Energy
efficiency
TRANSMISSION

## Figure 6
Figure 6 |  | Electricity consumption, NEM (TWh, 2009-10 to 2049-50, Step Change)
Note: On-site generation (or “non-scheduled generation”) is non-utility generation that includes on-the-ground PV and small wind and biomass, typically for industrial use
| 2009-10 | 2010-11 | 2011-12 | 2012-13 | 2013-14 | 2014-15 | 2015-16 | 2016-17 | 2017-18 | 2018-19 | 2019-20 | 2020-21 | 2021-22 | 2022-23 | 2023-24 | 2024-25 | 2025-26 | 2026-27 | 2027-28 | 2028-29 | 2029-30 | 2030-31 | 2031-32 | 2032-33 | 2033-34 | 2034-35 | 2035-36 | 2036-37 | 2037-38 | 2038-39 | 2039-40 | 2040-41 | 2041-42 | 2042-43 | 2043-44 | 2044-45 | 2045-46 | 2046-47 | 2047-48 | 2048-49 | 2049-50
Actual: Operational as sent-out | 2009-10: 197.2594; 2010-11: 195.1108; 2011-12: 192.6809; 2012-13: 188.4018; 2013-14: 184.3044; 2014-15: 182.1217; 2015-16: 182.9902; 2016-17: 184.3457; 2017-18: 184.4047; 2018-19: 183.86; 2019-20: 181.3308; 2020-21: 179.5217; 2021-22: 178.7131; 2022-23: 176.6992; 2023-24: 178.7646; 2024-25: 176.087; 2025-26: 179.2613
Operational Consumption | 197.2594 | 195.1108 | 192.6809 | 188.4018 | 184.3044 | 182.1217 | 182.9902 | 184.3457 | 184.4047 | 183.86 | 181.3308 | 179.5217 | 178.7131 | 176.6992 | 178.7646 | 176.087 | 179.2613 | 180.6615 | 182.3443 | 184.4977 | 192.2566 | 199.005 | 207.4086 | 215.4156 | 222.7144 | 230.281 | 237.2103 | 244.2576 | 250.8462 | 256.2789 | 260.6205 | 264.3314 | 267.8754 | 272.2483 | 275.3673 | 278.0404 | 281.2343 | 283.8872 | 286.3574 | 288.2803 | 289.6196
Actual: Rooftop solar | 2009-10: 0.10284; 2010-11: 0.40641; 2011-12: 0.95347; 2012-13: 1.959; 2013-14: 2.9727; 2014-15: 3.8464; 2015-16: 4.7237; 2016-17: 5.5911; 2017-18: 6.593; 2018-19: 8.2521; 2019-20: 9.9903; 2020-21: 12.9188; 2021-22: 15.1511; 2022-23: 19.2903; 2023-24: 21.5141; 2024-25: 26.0695; 2025-26: 29.7629
Actual: On-site generation | 2009-10: 2.7858; 2010-11: 3.3512; 2011-12: 3.4629; 2012-13: 3.6547; 2013-14: 3.8049; 2014-15: 4.0714; 2015-16: 4.2805; 2016-17: 4.1816; 2017-18: 4.7483; 2018-19: 4.846; 2019-20: 4.984; 2020-21: 5.4902; 2021-22: 5.455; 2022-23: 5.8261; 2023-24: 5.9116; 2024-25: 6.2588; 2025-26: 7.1019
Rooftop solar | [16 empty] | 29.7629 | 32.1704 | 34.6499 | 37.0377 | 39.3922 | 41.7055 | 43.8162 | 45.6154 | 47.3116 | 49.1199 | 51.1655 | 53.2323 | 55.4566 | 57.9542 | 60.7601 | 63.5182 | 66.282 | 69.0997 | 71.9761 | 74.795 | 77.6399 | 80.4845 | 83.5 | 86.3151 | 89.0817
Energy efficiency | [16 empty] | 1.1843 | 2.7762 | 4.7369 | 7.031 | 9.7854 | 12.7056 | 15.5649 | 18.4978 | 21.5018 | 24.3251 | 27.2114 | 29.9965 | 32.8186 | 35.9002 | 39.5244 | 43.2173 | 46.9594 | 50.7544 | 54.5855 | 57.8936 | 60.9023 | 64.1347 | 67.5337 | 70.9533 | 75.0932
Residential | [16 empty] | 35.689 | 34.1265 | 32.8967 | 32.08 | 31.2918 | 30.8557 | 30.4822 | 30.3189 | 30.1891 | 30.1582 | 30.2032 | 30.4155 | 30.5428 | 30.1877 | 29.1599 | 28.0192 | 26.8704 | 25.6464 | 24.4207 | 23.6972 | 23.3512 | 22.7884 | 22.032 | 21.3159 | 20.0027
Business and industry | [16 empty] | 132.7333 | 135.6135 | 138.4236 | 141.274 | 149.4974 | 156.2869 | 164.5764 | 172.3313 | 179.4133 | 186.6602 | 193.1669 | 199.6032 | 205.6971 | 211.2044 | 216.3489 | 221.0098 | 225.5137 | 230.8985 | 235.054 | 238.2741 | 241.5938 | 244.6293 | 247.6801 | 250.1749 | 252.7185
On-site generation | [16 empty] | 7.1019 | 7.5741 | 8.0421 | 8.3644 | 8.811 | 9.5677 | 10.2502 | 10.649 | 11.2063 | 11.8847 | 12.5001 | 13.1499 | 13.7941 | 14.3597 | 15.1455 | 16.0551 | 17.1447 | 18.3723 | 19.821 | 21.1056 | 22.3784 | 23.4608 | 24.5958 | 25.6945 | 26.8132
Losses | [16 empty] | 10.8316 | 10.914 | 11.0165 | 11.1363 | 11.4324 | 11.8168 | 12.2826 | 12.6606 | 12.9522 | 13.2117 | 13.5405 | 13.89 | 14.2083 | 14.4389 | 14.6141 | 14.7554 | 14.8956 | 15.033 | 15.1745 | 15.3075 | 15.4883 | 15.6321 | 15.7736 | 15.8854 | 15.9631
Historical

## Figure 7
Figure 7 |  | Business and industry electricity consumption, NEM (TWh, 2025-26 to 2049-50, Step Change)
Note: On-site generation (or “non-scheduled generation”) is non-utility generation that includes on-the-ground PV and small wind and biomass, typically for industrial use.
| 2025-26 | 2026-27 | 2027-28 | 2028-29 | 2029-30 | 2030-31 | 2031-32 | 2032-33 | 2033-34 | 2034-35 | 2035-36 | 2036-37 | 2037-38 | 2038-39 | 2039-40 | 2040-41 | 2041-42 | 2042-43 | 2043-44 | 2044-45 | 2045-46 | 2046-47 | 2047-48 | 2048-49 | 2049-50
Underlying | 145.5098 | 149.149 | 152.7268 | 156.1827 | 165.1306 | 172.9514 | 182.2173 | 190.6233 | 198.495 | 206.6733 | 214.0907 | 221.4856 | 228.5692 | 235.0405 | 241.4214 | 247.4362 | 253.4759 | 260.5445 | 266.6145 | 271.5891 | 276.6701 | 281.2856 | 286.0061 | 290.1163 | 294.3016
Delivered | 139.8352 | 143.1875 | 146.4657 | 149.6383 | 158.3084 | 165.8546 | 174.8266 | 182.9803 | 190.6196 | 198.5449 | 205.667 | 212.7531 | 219.4912 | 225.5641 | 231.4944 | 237.0649 | 242.6584 | 249.2708 | 254.8751 | 259.3797 | 263.9722 | 268.0901 | 272.2759 | 275.8694 | 279.5317
Energy efficiency | 0 | 0.23072 | 0.7923 | 1.7109 | 2.9127 | 4.3466 | 5.6621 | 7.078 | 8.6332 | 10.1845 | 11.7097 | 13.1756 | 14.6695 | 16.1678 | 17.7154 | 19.2535 | 20.7905 | 22.3256 | 23.8583 | 25.3898 | 26.9512 | 28.5156 | 30.114 | 31.7187 | 33.3296
Hydrogen | 0.27569 | 0.27569 | 0.27569 | 0.27569 | 1.2987 | 1.6913 | 2.4995 | 3.8783 | 5.9171 | 9.2953 | 11.1025 | 12.923 | 14.7467 | 16.5827 | 18.4277 | 20.2623 | 22.0623 | 24.8319 | 26.5951 | 28.2117 | 29.6662 | 31.0121 | 32.287 | 33.4886 | 34.6403
Electric vehicles | 0.061465 | 0.13622 | 0.32635 | 0.7213 | 1.3583 | 2.1622 | 3.0914 | 4.0764 | 5.1092 | 6.1887 | 7.6143 | 9.2506 | 10.9079 | 12.5666 | 14.264 | 15.8833 | 17.5376 | 19.1955 | 20.9088 | 22.5117 | 24.1733 | 25.8314 | 27.5597 | 29.1447 | 30.8006
Electrification | 0.14204 | 0.51961 | 1.1525 | 2.1205 | 3.5985 | 7.0912 | 11.1275 | 14.6173 | 17.7346 | 20.5419 | 23.4181 | 26.0671 | 28.6575 | 31.1689 | 33.5984 | 35.3485 | 37.019 | 38.6637 | 40.2571 | 41.089 | 42.1633 | 43.0115 | 43.8996 | 44.5544 | 45.2311
Data Centres | 4.6926 | 5.9449 | 7.6883 | 9.6034 | 11.79 | 14.2757 | 16.5032 | 18.241 | 19.8929 | 21.4201 | 22.9283 | 24.2156 | 25.3962 | 26.5674 | 27.7457 | 28.7518 | 29.7142 | 30.532 | 31.218 | 31.7332 | 32.206 | 32.6601 | 33.1464 | 33.466 | 33.8325
Large industrial loads and LNG | 55.6572 | 56.406 | 56.6394 | 56.6493 | 59.9334 | 59.9392 | 60.0377 | 60.2204 | 60.6174 | 60.1744 | 59.68 | 59.04 | 58.3068 | 57.4653 | 56.509 | 56.028 | 55.7398 | 55.5945 | 55.499 | 55.4198 | 55.351 | 55.3031 | 55.2764 | 55.2508 | 55.2014
Business mass market | 84.6808 | 85.8666 | 86.6445 | 86.8126 | 87.1518 | 87.7918 | 88.9581 | 89.59 | 89.2237 | 89.0529 | 89.3475 | 89.9892 | 90.554 | 90.6896 | 90.8767 | 91.1623 | 91.403 | 91.7269 | 92.1366 | 92.6236 | 93.1103 | 93.4674 | 93.8368 | 94.2118 | 94.5958

## Figure 8
Figure 8 |  | Residential electricity consumption, NEM (TWh, 2025-26 to 2049-50, Step Change)
| 2025-26 | 2026-27 | 2027-28 | 2028-29 | 2029-30 | 2030-31 | 2031-32 | 2032-33 | 2033-34 | 2034-35 | 2035-36 | 2036-37 | 2037-38 | 2038-39 | 2039-40 | 2040-41 | 2041-42 | 2042-43 | 2043-44 | 2044-45 | 2045-46 | 2046-47 | 2047-48 | 2048-49 | 2049-50
Underlying | 59.7773 | 60.3354 | 61.2855 | 62.5734 | 63.8617 | 65.4644 | 66.9076 | 68.2913 | 69.6252 | 71.1497 | 72.9449 | 74.9154 | 76.9214 | 78.6656 | 79.993 | 81.1661 | 82.335 | 83.4724 | 84.6574 | 86.2828 | 88.2932 | 90.0775 | 91.8019 | 93.3841 | 94.3144
Delivered | 35.689 | 34.1265 | 32.8967 | 32.08 | 31.2918 | 30.8557 | 30.4822 | 30.3189 | 30.1891 | 30.1582 | 30.2032 | 30.4155 | 30.5428 | 30.1877 | 29.1599 | 28.0192 | 26.8704 | 25.6464 | 24.4207 | 23.6972 | 23.3512 | 22.7884 | 22.032 | 21.3159 | 20.0027
Energy efficiency | 1.1843 | 2.5455 | 3.9446 | 5.3202 | 6.8727 | 8.359 | 9.9028 | 11.4198 | 12.8686 | 14.1405 | 15.5017 | 16.8209 | 18.1491 | 19.7324 | 21.809 | 23.9639 | 26.1689 | 28.4288 | 30.7272 | 32.5038 | 33.9511 | 35.6191 | 37.4196 | 39.2346 | 41.7636
Electric vehicles | 0.86064 | 1.3701 | 2.0782 | 2.9109 | 3.864 | 4.8905 | 5.9286 | 6.9266 | 7.9322 | 8.9432 | 10.2071 | 11.5749 | 12.9737 | 14.3803 | 15.8361 | 17.21 | 18.6231 | 20.0488 | 21.5327 | 22.9041 | 24.3511 | 25.7961 | 27.3069 | 28.6876 | 30.1399
Electrification | 0.10176 | 0.37397 | 0.75043 | 1.1969 | 1.5864 | 2.1809 | 2.7156 | 3.2117 | 3.6608 | 4.0972 | 4.5457 | 4.9964 | 5.4509 | 5.9109 | 6.3752 | 6.8461 | 7.3221 | 7.8063 | 8.297 | 8.8095 | 9.31 | 9.8106 | 10.3093 | 10.8081 | 11.2995
Lighting and appliances | 58.8149 | 58.5914 | 58.4569 | 58.4656 | 58.4113 | 58.393 | 58.2635 | 58.153 | 58.0322 | 58.1093 | 58.1922 | 58.3441 | 58.4968 | 58.3743 | 57.7818 | 57.1101 | 56.3897 | 55.6173 | 54.8277 | 54.5691 | 54.6321 | 54.4707 | 54.1856 | 53.8883 | 52.8751

## Figure 9
Figure 9 | Australia's energy sector governance

## Figure 10
Figure 10 | The national transmission network planning process

## Figure 11
Figure 11 | Grid-scale planning based on demand side assumptions
TRANSMISSION
DISTRIBUTION
Industrial electricity consumers
Homes and businesses
Wind
Solar
Pumped
hydro
Hydro
Gas-powered
generation
Electric
vehicles
Battery
storage
Rooftop
solar
Batteries
Coal-fired
generation
Gas
infrastructure
ODP optimises all supply-side generation, storage, transmission and some distribution projects
Demand side factors taken as assumed inputs
Energy
efficiency

## Figure 12
Figure 12 | ISP consultations

## Figure 13
Figure 13 | High level view of the ISP Methodology

## Figure 14
Figure 14 |  |  | Three scenarios of the future for ISP modelling at 2050, including six of the major parameters driving scenario differences
Note: Global temperature rise values are the mean temperature rise by 2100 based on assumed Representative Concentration Pathway (RCP).
| Global temperature rise (°C) | Electrification demand (TWh) | CER solar (GW) | CER batteries (GW) | EVs (millions) | NEM economy (GDP $ trillion)
Slower growth | 2.6 | 88.0493 | 53 | 12 | 14.3937 | 3.2008
Step change | 1.8 | 116.5586 | 86.6556 | 35 | 19.572 | 3.6096
Accelerated Transition | 1.5 | 149.5262 | 108 | 60 | 26.4011 | 4.3559

## Figure 15
Figure 15 | Detailed ISP modelling methodology

## Figure 16
Figure 16 | NEM Capacity (GW,2009-10 to 2049-50, Step Change)
Please refer to Figure 1

## Figure 17
Figure 17 | NEM annual generation (TWh, 2009-10 to 2049-50, Step Change)
Please refer to Figure 2

## Figure 18
Figure 18 | Coal capacity, NEM (GW, 2009-10 to 2049-50)
Please refer to Figure 3

## Figure 19
Figure 19 |  |  |  | Connection milestones, NEM (GW, 2021-26)
Note: Patterned bars show projections for final quarter of 2025-26, as 2025-26 was not yet complete at time of publication. Technologies marked with an asterisk in the legend correspond to these patterned bars.
| Applications | [11 empty] | Registrations | [11 empty] | Full Output Achieved
FY | Battery | Battery Q4 forecast | Pumped hydro | Other (Gas) | Other Hybrid | Solar | Solar FY26 Q4 forecast | Solar and Battery | Solar and Battery FY26 Q4 forecast | Wind | Wind FY26 Q4 forecast | Wind and Battery | Battery | Battery Q4 forecast | Pumped hydro | Other (Gas) | Other Hybrid | Solar | Solar and Battery | Solar and Battery FY26 Q4 forecast | Wind | Wind FY26 Q4 forecast | Wind and Battery | Hydro | Battery | Battery FY26 Q4 forecast | Pumped hydro | Other (Gas) | Other Hybrid | Solar | Solar FY26 Q4 forecast | Solar and Battery | Solar and Battery FY26 Q4 forecast | Wind | Wind Q4 forecast | Wind and Battery
2021-22 | 860 |  | 0 | 128 | 0 | 1812 |  | 137 |  | 1222 |  | 0 | 450 |  | 0 | 182 | 34 | 1361 | 0 |  | 1792 |  | 0 |  | 450 |  | 0 | 179 | 0 | 1775 |  | 0 |  | 938 |  | 0
2022-23 | 1878 |  | 0 | 1093 | 0 | 1863 |  | 80 |  | 1936 |  | 0 | 565 |  | 0 | 163 | 77 | 1086 | 137 |  | 430 |  | 0 |  | 575.46 |  | 0 | 162.5 | 304 | 987.57 |  | 0 |  | 1757.17 |  | 0
2023-24 | 4485 |  | 400 | 54 | 0 | 2832 |  | 1129 |  | 2744 |  | 400 | 500 |  | 0 | 417 | 0 | 462 | 0 |  | 1067 |  | 0 |  | 600 |  | 0 | 374 | 76 | 1016 |  | 9 |  | 173 |  | 0
2024-25 | 7148 |  | 2000 | 180 | 0 | 3051 |  | 2471 |  | 837 |  | 0 | 3411 |  |  | 689 |  | 2246 |  |  | 2513 |  |  | 8.6 | 1240 |  |  | 43 |  | 1524 |  | 128 |  | 1425
2025-26 | 5104 | 3946 | 0 | 0 | 0 | 620 | 580 | 614 | 1570 | 949 | 1356 | 0 | 3700 | 1340 | 250 | 0 | 0 | 822 | 526 | 0 | 557 | 254 | 0 | 9 | 2296 | 2645 | 0 | 660 | 0 | 1081 | 572 | 0 | 376 | 1173 | 245 | 0
2025-26 Q4 forecast | 3946 |  | 0 | 0 | 0 | 580 |  | 1570 |  | 1356 |  | 0 | 1340 |  | 0 | 0 | 0 | 25 | 0 |  | 254 |  | 0 | 0 | 2645 |  | 0 | 0 | 0 | 572 |  | 376 |  | 245 |  | 0
2025-26 TOTAL | 9050 |  | 0 | 0 | 0 | 1200 |  | 2184 |  | 2305 |  | 0 | 5040 |  | 250 | 0 | 0 | 847 | 526 |  | 811 |  | 0 | 9 | 4941 |  | 0 | 660 | 0 | 1653 |  | 376 |  | 1418 |  | 0
Wind and Battery
Wind*
Solar and Battery*
Solar*
Other Hybrid
Gas and other
Pumped hydro
Battery*

## Figure 20
Figure 20 |  |  | Projected storage installed capacity and energy capacity, NEM (2026-27 to 2049-50, Step Change)
Installed capacity (GW) | 2026-27 | 2027-28 | 2028-29 | 2029-30 | 2030-31 | 2031-32 | 2032-33 | 2033-34 | 2034-35 | 2035-36 | 2036-37 | 2037-38 | 2038-39 | 2039-40 | 2040-41 | 2041-42 | 2042-43 | 2043-44 | 2044-45 | 2045-46 | 2046-47 | 2047-48 | 2048-49 | 2049-50
Snowy 2.0 | 0 | 0 | 2.202 | 2.202 | 2.202 | 2.202 | 2.202 | 2.202 | 2.202 | 2.202 | 2.202 | 2.202 | 2.202 | 2.202 | 2.202 | 2.202 | 2.202 | 2.202 | 2.202 | 2.202 | 2.202 | 2.202 | 2.202 | 2
Borumba | 0 | 0 | 0 | 0 | 0 | 0 | 0 | 0 | 1.998 | 1.998 | 1.998 | 1.998 | 1.998 | 1.998 | 1.998 | 1.998 | 1.998 | 1.998 | 1.998 | 1.998 | 1.998 | 1.998 | 1.998 | 1.998
Deep storage | 0.247 | 0.247 | 0.247 | 0.247 | 0.247 | 0.247 | 1.057 | 1.057 | 1.057 | 1.057 | 1.057 | 1.057 | 1.057 | 1.057 | 1.057 | 1.057 | 1.057 | 1.057 | 1.057 | 1.057 | 1.057 | 1.057 | 1.057 | 1.259
Medium storage | 2.5046 | 6.6776 | 12.1009 | 15.3087 | 15.5587 | 15.7963 | 15.7963 | 15.7963 | 15.7963 | 15.7963 | 16.7784 | 17.5146 | 17.5146 | 17.6151 | 17.9125 | 19.3349 | 20.7374 | 21.7709 | 21.7709 | 22.2286 | 23.0232 | 24.0152 | 26.3272 | 27.706
Shallow storage | 9.3541 | 13.6668 | 16.2898 | 18.022 | 17.992 | 17.992 | 17.9898 | 17.9328 | 17.9078 | 17.9078 | 17.8578 | 17.8578 | 17.7528 | 17.7528 | 17.6878 | 17.4374 | 17.3914 | 16.9407 | 16.2407 | 14.9043 | 13.4408 | 11.306 | 9.43 | 8.11
Coordinated CER storage | 1.3408 | 2.018 | 2.8648 | 3.8386 | 4.6538 | 5.4122 | 6.19 | 6.9871 | 7.7962 | 8.651 | 9.5548 | 10.4669 | 11.4468 | 12.4486 | 13.4243 | 14.4104 | 15.4193 | 16.44 | 17.4633 | 18.5218 | 19.5957 | 20.7018 | 21.8506 | 22.9971
Passive CER storage | 4.9941 | 6.2974 | 7.6033 | 8.6359 | 9.7222 | 10.6419 | 11.4641 | 12.1817 | 12.7922 | 13.333 | 13.8284 | 14.2196 | 14.6202 | 14.9715 | 15.2972 | 15.5645 | 15.8027 | 15.9689 | 16.0793 | 16.1518 | 16.213 | 16.2501 | 16.2568 | 16.2286
Energy storage (GWh) | 2026-27 | 2027-28 | 2028-29 | 2029-30 | 2030-31 | 2031-32 | 2032-33 | 2033-34 | 2034-35 | 2035-36 | 2036-37 | 2037-38 | 2038-39 | 2039-40 | 2040-41 | 2041-42 | 2042-43 | 2043-44 | 2044-45 | 2045-46 | 2046-47 | 2047-48 | 2048-49 | 2049-50
Snowy 2.0 |  |  | 349.98 | 349.98 | 349.98 | 349.98 | 349.98 | 349.98 | 349.98 | 349.98 | 349.98 | 349.98 | 349.98 | 349.98 | 349.98 | 349.98 | 349.98 | 349.98 | 349.98 | 349.98 | 349.98 | 349.98 | 349.98 | 349.98
Borumba | [8 empty] | 48 | 48 | 48 | 48 | 48 | 48 | 48 | 48 | 48 | 48 | 48 | 48 | 48 | 48 | 48 | 48
Deep storage | 6.422 | 6.422 | 6.56 | 6.56 | 6.56 | 6.56 | 16.28 | 16.28 | 16.28 | 16.28 | 16.28 | 16.28 | 16.28 | 16.28 | 16.28 | 16.28 | 16.28 | 16.28 | 16.28 | 16.28 | 16.28 | 16.28 | 16.28 | 16.2801
Medium storage | 14.1786 | 33.4476 | 58.4958 | 74.2118 | 74.7118 | 75.5117 | 75.5117 | 75.5117 | 75.5117 | 75.5117 | 82.6918 | 85.6367 | 85.6367 | 86.0387 | 87.2281 | 92.9176 | 104.1377 | 112.2718 | 112.2718 | 115.0715 | 122.081 | 124.5143 | 131.2706 | 135.2632
Shallow storage | 24.3595 | 33.902 | 40.4348 | 42.562 | 42.553 | 42.553 | 42.553 | 42.4529 | 42.4011 | 42.4011 | 39.7011 | 39.7011 | 39.4911 | 39.4911 | 39.3611 | 38.8697 | 38.7697 | 38.2978 | 36.8978 | 33.3285 | 29.1667 | 25.5367 | 22.0315 | 20.3975
Coordinated CER storage | 3.433 | 5.2893 | 7.61 | 10.2622 | 13.279 | 15.7059 | 18.2786 | 20.9778 | 23.7816 | 27.0352 | 30.5185 | 34.1047 | 38.0065 | 42.0874 | 46.2178 | 50.4922 | 54.95 | 59.5474 | 64.2637 | 69.1891 | 74.2765 | 79.5642 | 85.0754 | 90.6906
Passive CER storage | 12.8547 | 16.5921 | 20.2769 | 23.1375 | 26.1259 | 28.4009 | 30.6246 | 32.2916 | 33.881 | 34.8775 | 35.9928 | 36.4886 | 37.2772 | 37.6231 | 38.0577 | 38.2966 | 38.4683 | 38.4489 | 38.5095 | 38.0341 | 37.7299 | 37.4091 | 36.9986 | 36.5103
Borumba
Snowy 2.0

## Figure 21
Figure 21 |  |  | Gas-powered generation offtake, NEM (TJ/d 2014-15 and 2039-40, Step Change)
Gas-powered generation offtake
Year
Month | 2014-15 | 2024-25 | 2029-30 | 2039-40
Jul | 802.828 | 606.4399 | 264.2251 | 253.5267
| 719.256 | 513.1178 | 450.7369 | 411.717
| 676.5765 | 489.4294 | 354.047 | 363.4693
| 672.6575 | 429.4776 | 99.2686 | 161.4131
| 566.6571 | 382.9662 | 67.9476 | 89.3138
| 636.0715 | 205.5268 | 131.1396 | 252.0286
| 647.4698 | 166.8093 | 130.0468 | 575.5975
| 641.8698 | 407.6948 | 250.549 | 797.08
| 660.2046 | 483.9719 | 316.4063 | 576.5919
| 702.113 | 391.2258 | 237.5383 | 356.4536
| 630.5572 | 445.1161 | 101.0648 | 117.2117
| 646.4838 | 428.5487 | 126.7041 | 79.72
| 559.8789 | 250.2561 | 105.7993 | 63.0131
| 773.4265 | 310.4615 | 96.139 | 0.91339
| 696.8961 | 303.2864 | 69.6222 | 14.8106
| 578.0327 | 310.4842 | 111.1106 | 120.884
| 559.9965 | 511.7802 | 140.1498 | 93.1526
| 748.0161 | 460.4509 | 143.4122 | 115.4298
| 554.0508 | 167.4329 | 152.6264 | 260.0261
| 500.5401 | 41.2527 | 154.4899 | 262.2601
| 885.0017 | 68.0936 | 50.6444 | 151.8597
| 804.436 | 190.9973 | 86.2829 | 161.9406
| 632.8667 | 158.9316 | 116.8649 | 161.0405
| 570.4436 | 129.0036 | 249.2002 | 239.9538
| 578.7356 | 222.1579 | 330.2116 | 657.8604
| 539.3732 | 126.0297 | 434.223 | 1221.707
| 423.705 | 94.2837 | 434.5848 | 1537.9803
| 519.7738 | 258.3563 | 392.3745 | 1523.4582
| 507.4452 | 509.1066 | 463.3176 | 1251.5882
| 494.3815 | 490.8138 | 530.8624 | 1427.3631
| 537.7446 | 572.4428 | 556.6055 | 984.4953
Aug | 625.458 | 491.5356 | 607.9461 | 708.0462
| 615.2035 | 342.9044 | 630.6988 | 934.6112
| 607.375 | 294.7275 | 487.7955 | 933.0317
| 723.2937 | 369.1742 | 541.2484 | 1355.5039
| 789.855 | 623.5648 | 145.6593 | 578.1514
| 678.8842 | 315.0168 | 92.7176 | 258.3388
| 696.3035 | 261.5608 | 144.7328 | 397.301
| 636.7404 | 246.9486 | 69.8308 | 198.0314
| 397.4607 | 439.0864 | 66.7598 | 6.8615
| 447.8591 | 363.0312 | 34.0503 | 5.6335
| 666.8857 | 283.0037 | 22.4724 | 88.9083
| 647.5018 | 308.4314 | 134.767 | 387.982
| 635.706 | 328.4981 | 311.4759 | 711.0845
| 604.5215 | 433.6588 | 205.8057 | 452.0364
| 523.0227 | 287.5192 | 139.8075 | 297.6648
| 415.0477 | 258.855 | 137.1959 | 252.0497
| 399.3349 | 225.5736 | 135.2274 | 260.0325
| 644.1699 | 319.9767 | 18.1595 | 219.299
| 687.1973 | 258.7631 | 51.7102 | 0
| 628.3137 | 177.9587 | 13.3573 | 4.102
| 623.8859 | 216.4013 | 50.7834 | 0
| 615.6069 | 256.9188 | 62.0482 | 30.4275
| 543.7445 | 106.8055 | 104.8154 | 78.7337
| 509.3327 | 71.3271 | 72.7204 | 193.0878
| 701.8544 | 63.9934 | 75.7663 | 194.009
| 739.8265 | 125.6319 | 129.1258 | 219.8228
| 724.1657 | 80.353 | 166.4626 | 238.5255
| 725.8205 | 74.8077 | 140.2615 | 178.0831
| 767.7354 | 97.8404 | 166.1294 | 317.2949
| 543.6463 | 68.2782 | 127.6399 | 345.9592
| 384.1592 | 71.6042 | 91.4748 | 220.9116
Sep | 652.1994 | 63.6941 | 66.4092 | 229.5599
| 751.1776 | 105.6032 | 70.1733 | 224.4851
| 709.4313 | 131.5522 | 113.6454 | 159.1389
| 790.859 | 77.7141 | 174.5538 | 174.942
| 767.0118 | 59.1237 | 151.0953 | 250.2725
| 539.4161 | 95.4449 | 90.6574 | 5.995
| 393.585 | 99.3245 | 65.8206 | 0
| 453.7485 | 70.3322 | 29.0375 | 0
| 471.6445 | 145.6593 | 41.5807 | 3.958
| 515.6986 | 170.2632 | 134.3293 | 12.0998
| 698.1809 | 79.0189 | 176.9181 | 41.4083
| 661.8733 | 143.6914 | 121.5113 | 132.3
| 478.7267 | 140.7095 | 138.8356 | 163.7555
| 384.2493 | 68.163 | 102.7239 | 49.8495
| 601.6923 | 95.7818 | 80.1855 | 96.3039
| 553.8953 | 192.8006 | 55.959 | 80.6905
| 519.5526 | 196.8682 | 55.9617 | 71.0342
| 580.147 | 144.5774 | 91.2128 | 65.3882
| 535.8553 | 92.994 | 67.1856 | 56.547
| 454.0901 | 109.1234 | 23.2964 | 0
| 353.8155 | 77.0796 | 56.611 | 1.2178
| 485.3507 | 117.0144 | 78.0191 | 10.9082
| 499.9102 | 224.9731 | 73.522 | 50.364
| 569.0532 | 191.3321 | 94.0455 | 85.2574
| 570.2309 | 152.622 | 96.9234 | 133.8917
| 571.9312 | 278.6196 | 105.8133 | 111.5666
| 428.8104 | 155.3353 | 88.1155 | 133.5893
| 283.169 | 40.8462 | 92.8021 | 70.9932
| 388.7548 | 86.1025 | 101.0658 | 157.8548
| 379.0302 | 123.8257 | 85.9551 | 83.6239
Oct | 451.0916 | 105.2947 | 0 | 65.1239
| 477.511 | 92.922 | 54.4914 | 26.3347
| 524.9064 | 53.9608 | 70.2193 | 129.1109
| 507.5296 | 54.2499 | 75.8992 | 60.7676
| 490.577 | 36.6822 | 103.4981 | 96.2149
| 453.7485 | 94.8003 | 87.0061 | 40.1664
| 578.1109 | 97.7873 | 99.3375 | 89.4243
| 616.977 | 134.5475 | 94.0485 | 113.9583
| 571.438 | 126.3429 | 55.8025 | 10.129
| 539.8157 | 90.4685 | 59.7473 | 9.6314
| 532.2485 | 75.2472 | 74.1231 | 51.4344
| 459.7991 | 62.2958 | 93.4374 | 68.8289
| 430.0072 | 61.3834 | 62.2592 | 99.0029
| 504.4771 | 84.8002 | 18.222 | 9.3598
| 599.0722 | 93.6496 | 45.4348 | 60.2886
| 561.9081 | 85.8015 | 84.6393 | 92.1405
| 512.2666 | 85.7748 | 61.1616 | 85.8306
| 453.4968 | 77.8441 | 95.3335 | 83.5734
| 417.6563 | 76.3525 | 88.4008 | 114.3487
| 561.0786 | 58.1945 | 41.1136 | 51.3203
| 663.5742 | 106.6318 | 13.1735 | 0
| 658.6309 | 107.8105 | 5.712 | 17.5951
| 673.9455 | 116.5166 | 55.4269 | 181.0364
| 675.6479 | 130.4796 | 25.8631 | 61.5494
| 573.9592 | 108.4539 | 72.8553 | 0
| 513.6192 | 49.946 | 19.7648 | 0
| 632.7464 | 57.6908 | 67.1316 | 7.6115
| 607.2005 | 109.5813 | 39.5204 | 8.6329
| 647.2843 | 121.7315 | 57.8465 | 37.6313
| 692.1135 | 102.885 | 136.5488 | 90.615
| 620.918 | 98.0799 | 102.9524 | 98.0889
Nov | 561.3552 | 74.1607 | 66.3032 | 110.7136
| 563.7373 | 59.4112 | 65.8448 | 3.6859
| 658.6961 | 70.428 | 92.4863 | 12.5012
| 638.9547 | 161.5801 | 130.4057 | 116.479
| 669.1515 | 116.1316 | 146.181 | 64.7857
| 640.9728 | 152.2176 | 162.9836 | 48.8961
| 663.2764 | 250.6168 | 199.2313 | 63.6961
| 573.642 | 233.8382 | 122.0975 | 0
| 675.896 | 96.4038 | 52.0983 | 0
| 740.1352 | 96.2868 | 57.4 | 4.0572
| 684.2664 | 292.9734 | 54.9693 | 90.8254
| 820.309 | 298.3002 | 16.2864 | 2.6608
| 800.1602 | 274.1901 | 53.3534 | 0
| 792.9315 | 238.3032 | 79.6064 | 51.7999
| 700.5054 | 187.2547 | 95.278 | 57.2383
| 677.863 | 80.751 | 112.1033 | 41.464
| 767.5474 | 141.0824 | 38.73 | 49.2098
| 817.4519 | 273.3324 | 46.076 | 36.5028
| 830.4394 | 213.2809 | 142.1784 | 16.57
| 837.2168 | 150.6735 | 105.6912 | 64.1852
| 949.0686 | 241.8665 | 56.1268 | 0
| 709.2794 | 362.0486 | 17.6535 | 3.6859
| 777.7048 | 240.4901 | 116.5041 | 6.2074
| 750.856 | 307.5544 | 8.2173 | 9.2018
| 767.1893 | 401.3354 | 8.351 | 48.226
| 758.5722 | 317.4853 | 98.0119 | 2.6328
| 732.0146 | 382.0595 | 113.1303 | 58.1395
| 752.7883 | 324.8353 | 99.8108 | 10.323
| 720.9029 | 399.2823 | 110.6804 | 96.1978
| 719.2982 | 221.1171 | 105.0485 | 110.6911
Dec | 734.4904 | 163.2675 | 118.621 | 112.8645
| 772.194 | 339.6956 | 68.6729 | 40.0437
| 779.3186 | 409.5817 | 76.7526 | 0.91922
| 818.0119 | 248.7741 | 95.7283 | 18.0095
| 743.9536 | 452.7114 | 122.2293 | 70.5083
| 581.9791 | 401.3172 | 150.1782 | 127.828
| 581.0265 | 163.7247 | 129.496 | 94.4719
| 779.246 | 223.9792 | 99.1403 | 65.7256
| 742.6379 | 378.9868 | 107.6735 | 5.368
| 721.4414 | 332.3233 | 132.7097 | 10.4007
| 620.8803 | 226.2237 | 125.3611 | 90.4158
| 550.1267 | 388.3393 | 133.2049 | 4.6918
| 588.2636 | 437.4991 | 105.7704 | 74.342
| 558.5158 | 278.5814 | 95.36 | 127.1724
| 716.2456 | 296.9074 | 127.3079 | 93.1064
| 617.3881 | 486.1358 | 117.8134 | 95.2366
| 700.2176 | 348.3274 | 77.7374 | 0
| 621.7322 | 163.2695 | 9.4288 | 3.4466
| 563.703 | 109.013 | 128.1619 | 43.5352
| 556.3204 | 115.4514 | 120.572 | 209.6769
| 593.6391 | 88.7838 | 137.4804 | 11.1488
| 653.3335 | 87.0737 | 133.7151 | 72.9042
| 618.9074 | 104.601 | 60.7656 | 5.6312
| 516.4177 | 53.2195 | 111.6253 | 89.3482
| 476.8009 | 36.3839 | 61.1983 | 43.541
| 475.5468 | 51.9777 | 3.4452 | 40.2431
| 391.7902 | 89.9631 | 29.7624 | 0
| 336.5685 | 93.8329 | 18.532 | 4.1708
| 355.5893 | 74.6507 | 111.4746 | 22.2879
| 481.6041 | 86.6895 | 8.2383 | 45.1526
| 531.639 | 44.6506 | 87.1665 | 21.6905
Jan | 647.2444 | 25.5906 | 61.9561 | 21.501
| 837.9179 | 39.3579 | 89.3391 | 18.3754
| 595.1212 | 82.5123 | 70.1504 | 6.8165
| 394.4527 | 132.4419 | 126.3025 | 9.9101
| 563.6892 | 160.0654 | 105.3447 | 20.4809
| 663.0323 | 102.3307 | 116.6365 | 58.9851
| 845.1496 | 42.3454 | 173.8236 | 61.5707
| 706.9726 | 58.1596 | 201.2205 | 90.5564
| 499.6397 | 139.1739 | 129.9423 | 44.6285
| 323.2384 | 113.2079 | 148.5529 | 74.8702
| 309.5099 | 109.8857 | 158.318 | 96.7654
| 546.5769 | 180.7224 | 105.4762 | 43.3139
| 496.538 | 265.8952 | 72.6584 | 26.2272
| 597.5564 | 211.0389 | 86.8871 | 34.0382
| 792.1194 | 238.0625 | 107.2236 | 110.7095
| 730.5479 | 134.2485 | 103.2676 | 150.9639
| 619.453 | 75.5927 | 69.8407 | 136.654
| 494.3068 | 51.6729 | 65.5485 | 139.2461
| 602.4764 | 105.0851 | 47.2019 | 118.4572
| 529.1302 | 148.3612 | 38.3014 | 80.6042
| 539.4893 | 119.8897 | 74.1192 | 112.7928
| 592.52 | 266.4453 | 138.244 | 175.4585
| 599.0238 | 135.3559 | 241.4316 | 149.4733
| 436.3192 | 182.12 | 230.2624 | 251.5219
| 515.1295 | 54.586 | 198.4147 | 347.1642
| 575.8352 | 83.1535 | 139.1755 | 421.2763
| 606.0134 | 105.2682 | 84.1607 | 309.0766
| 493.8386 | 143.1112 | 92.1451 | 176.0049
| 503.7518 | 94.142 | 120.5212 | 179.2056
| 587.2326 | 129.707 | 136.7154 | 199.619
| 476.2832 | 91.7293 | 213.3132 | 215.2916
Feb | 509.8713 | 154.7868 | 213.9008 | 145.4911
| 592.7577 | 207.2631 | 172.3717 | 231.093
| 562.4625 | 427.6068 | 154.8153 | 347.7525
| 552.1766 | 347.0629 | 181.8142 | 237.6243
| 635.0978 | 348.4578 | 213.5973 | 99.9892
| 723.1238 | 508.3869 | 175.8114 | 115.5494
| 594.4675 | 181.1228 | 184.1511 | 233.6869
| 488.6839 | 98.5969 | 164.0926 | 281.827
| 656.0989 | 86.4649 | 139.2701 | 280.8527
| 727.405 | 139.151 | 82.9085 | 236.939
| 769.8238 | 254.701 | 100.6563 | 199.2659
| 771.0219 | 354.0027 | 78.084 | 247.5654
| 839.9258 | 182.2975 | 72.0706 | 179.3446
| 721.8264 | 90.2508 | 128.1763 | 208.1326
| 476.8398 | 71.8281 | 129.4662 | 411.7977
| 543.2003 | 96.8511 | 100.1719 | 303.6407
| 508.6177 | 117.2817 | 109.1012 | 220.9667
| 459.4123 | 74.6226 | 141.5785 | 157.3989
| 551.5735 | 55.028 | 120.1648 | 144.8296
| 569.8794 | 47.9318 | 105.8965 | 200.8351
| 530.8511 | 117.718 | 75.8574 | 114.7541
| 549.5085 | 121.6163 | 77.8191 | 102.6686
| 573.8442 | 52.4254 | 58.8633 | 171.6004
| 546.2554 | 119.9983 | 116.0972 | 206.1778
| 513.8823 | 157.5803 | 127.1311 | 290.4172
| 585.2454 | 174.5831 | 149.3086 | 378.1378
| 596.207 | 232.2392 | 141.0901 | 344.9807
| 434.4861 | 201.0768 | 94.9944 | 295.942
Mar | 410.6935 | 113.8536 | 60.2611 | 171.1489
| 609.5065 | 89.3484 | 139.1607 | 147.0525
| 585.7424 | 90.9694 | 148.6999 | 130.7774
| 607.0198 | 143.0209 | 144.4182 | 110.7316
| 585.153 | 126.2013 | 154.5838 | 130.3601
| 517.1806 | 73.278 | 178.1212 | 218.0246
| 482.1867 | 92.8936 | 128.8978 | 214.187
| 417.0972 | 103.5792 | 78.246 | 92.9716
| 615.318 | 126.7671 | 88.1964 | 95.9727
| 687.4828 | 161.2629 | 40.1058 | 50.2951
| 724.7391 | 143.6005 | 45.5581 | 5.368
| 756.9898 | 131.6183 | 41.3126 | 0
| 780.0347 | 178.3422 | 47.1286 | 41.4081
| 651.6008 | 201.2129 | 90.663 | 117.8035
| 638.3158 | 266.6924 | 45.759 | 14.1077
| 731.0401 | 139.2449 | 29.9181 | 5.7809
| 742.8521 | 67.0434 | 8.1103 | 8.7906
| 789.5827 | 101.1807 | 56.9922 | 67.8206
| 772.3986 | 171.0402 | 119.3854 | 169.9772
| 793.0873 | 219.7374 | 104.5405 | 240.6119
| 642.6452 | 205.4469 | 107.6323 | 332.2801
| 494.0455 | 93.9764 | 68.5299 | 220.8557
| 568.6533 | 70.9019 | 46.0007 | 157.7116
| 617.0179 | 112.1791 | 48.1342 | 286.6941
| 529.6194 | 74.239 | 116.6357 | 148.9877
| 499.5775 | 64.1635 | 100.0199 | 111.9069
| 499.3245 | 44.7783 | 52.194 | 21.1686
| 449.4028 | 116.4039 | 53.0587 | 58.8145
| 330.1624 | 26.7678 | 107.2573 | 153.5954
| 494.3231 | 69.0027 | 153.2335 | 208.2063
| 511.4228 | 71.8244 | 186.2901 | 299.5943
Apr | 459.0459 | 72.0246 | 207.0752 | 304.2749
| 411.9756 | 125.387 | 207.009 | 307.612
| 407.4082 | 88.0108 | 103.6064 | 304.9719
| 424.1525 | 138.0844 | 98.2611 | 116.8522
| 405.4233 | 85.7597 | 123.0985 | 291.84
| 446.5711 | 48.8853 | 120.8256 | 298.5005
| 534.0165 | 202.4046 | 96.9808 | 214.094
| 480.3495 | 184.4843 | 101.6524 | 158.361
| 572.464 | 199.167 | 97.7688 | 89.9541
| 582.9231 | 176.2131 | 134.215 | 178.062
| 475.4542 | 126.5925 | 106.2252 | 149.1381
| 396.1969 | 103.1097 | 155.0039 | 180.0265
| 549.0458 | 91.3293 | 203.636 | 265.4049
| 500.3483 | 116.1585 | 143.2224 | 245.4447
| 494.4543 | 135.6702 | 127.9717 | 150.4871
| 531.4877 | 193.2795 | 125.6777 | 83.1729
| 572.0047 | 223.4701 | 154.5655 | 194.7998
| 437.8875 | 95.5217 | 274.733 | 380.2118
| 422.5766 | 36.6923 | 173.3458 | 388.4151
| 570.0443 | 32.5508 | 158.9658 | 372.8632
| 515.6472 | 45.8292 | 120.0563 | 246.2443
| 532.2579 | 44.7828 | 114.0593 | 277.7581
| 607.3245 | 67.38 | 149.3389 | 289.3168
| 596.2711 | 74.1094 | 142.8623 | 227.1832
| 441.9417 | 50.2026 | 140.344 | 262.4735
| 420.7192 | 56.6795 | 154.2755 | 165.69
| 612.6121 | 70.2197 | 155.155 | 190.0599
| 570.0837 | 123.8067 | 91.0779 | 133.4786
| 579.667 | 121.1125 | 142.3726 | 11.7809
| 537.504 | 111.5511 | 136.8559 | 8.5445
May | 559.7294 | 146.2732 | 39.8323 | 16.241
| 364.506 | 125.6849 | 39.006 | 2.2594
| 361.5014 | 29.0254 | 132.139 | 236.2115
| 428.477 | 26.34 | 164.2272 | 437.0879
| 387.7028 | 89.2672 | 102.3991 | 278.0398
| 400.5895 | 69.1913 | 90.5784 | 87.5597
| 467.644 | 73.3336 | 87.3238 | 121.8688
| 510.2205 | 146.7757 | 83.4134 | 81.4894
| 398.9765 | 167.4797 | 105.0115 | 76.0415
| 351.5008 | 99.7377 | 188.1644 | 234.5451
| 461.2051 | 109.7001 | 183.4481 | 269.1302
| 420.3273 | 261.4091 | 197.7908 | 415.9076
| 496.7218 | 286.926 | 327.8235 | 700.5636
| 543.3756 | 300.9497 | 305.7622 | 553.1171
| 460.9602 | 368.6706 | 188.9871 | 680.351
| 426.8712 | 394.1067 | 146.95 | 555.9225
| 487.7965 | 195.5683 | 166.3195 | 600.0524
| 565.0897 | 201.1242 | 71.8814 | 363.9391
| 507.5781 | 297.1991 | 98.6107 | 175.2553
| 615.4606 | 337.7953 | 192.678 | 459.1733
| 674.1128 | 417.3049 | 334.558 | 817.8966
| 586.6795 | 304.4881 | 260.4342 | 846.6792
| 457.982 | 301.4806 | 232.009 | 717.8578
| 484.7135 | 57.0605 | 208.5198 | 622.8547
| 661.109 | 93.4511 | 181.4844 | 769.4683
| 542.0083 | 125.5461 | 169.2088 | 818.5689
| 425.7443 | 121.7176 | 215.4919 | 991.8463
| 410.8204 | 229.6781 | 300.5499 | 1015.8185
| 429.6539 | 359.4353 | 219.5793 | 510.3746
| 336.8483 | 453.1615 | 111.1526 | 110.2238
| 275.2781 | 363.5515 | 88.8851 | 102.621
Jun | 481.671 | 210.5795 | 52.8255 | 44.6686
| 516.6555 | 396.012 | 64.9148 | 11.6022
| 516.9734 | 275.7095 | 217.7573 | 532.9489
| 447.497 | 315.9321 | 548.17 | 1259.6499
| 550.1542 | 352.788 | 712.5867 | 1244.3261
| 373.2542 | 196.5456 | 913.3617 | 1831.4451
| 295.8241 | 134.9018 | 605.5377 | 2069.8424
| 290.3198 | 190.4141 | 507.3634 | 1896.9707
| 479.9757 | 343.8114 | 487.2257 | 1730.8125
| 503.7468 | 635.6912 | 609.9085 | 1824.4974
| 489.1602 | 747.1693 | 905.4972 | 1957.7543
| 466.4645 | 758.2914 | 234.2573 | 865.8517
| 384.2673 | 578.1617 | 136.2872 | 264.8405
| 367.9988 | 98.4872 | 123.2569 | 414.6259
| 668.6218 | 252.589 | 95.4339 | 417.6708
| 627.4795 | 272.459 | 174.3522 | 487.415
| 693.7554 | 579.0383 | 259.2878 | 532.2689
| 612.1669 | 727.4427 | 42.5768 | 270.4443
| 655.3442 | 507.0145 | 121.6603 | 297.5713
| 519.9795 | 421.6213 | 223.4503 | 604.1296
| 487.2312 | 114.5834 | 267.7027 | 1141.4295
| 596.4594 | 54.2585 | 219.6599 | 775.3485
| 552.1563 | 84.0844 | 275.9849 | 728.2915
| 634.164 | 86.1904 | 595.2373 | 1420.7209
| 674.7855 | 293.738 | 332.5013 | 1170.9397
| 616.706 | 934.4991 | 593.9365 | 1230.2196
| 542.7051 | 822.1809 | 712.9432 | 1876.0713
| 541.6422 | 623.6175 | 684.2318 | 1868.9737
| 655.079 | 629.5902 | 117.6121 | 1204.6417
| 626.6293 | 845.2114 | 65.0022 | 300.5341
| 0 | 318.5898 | 0 | 0

## Figure 22
Figure 22 |  |  |  | Total NEM transmission (,000 km, Step Change, 2022-23 to 2049-50)
Note: Transmission lengths in kilometres are reported for the Step Change scenario only. The ISP cost benefit analysis assessment considers costs of all future ISP projects, weighted by scenario: see Section 10.3.
Note: Existing kilometre values in this chart, include commissioned transmission projects
2026 ISP - Step Change
Year | Existing | Commissioned | Committed | Anticipated | Actionable | Future ISP
2022-23 | 43999 | 290 | 0 | 0 | 0 | 0
2023-24 | 44364 | 655 | 0 | 0 | 0 | 0
2024-25 | 44364 | 655 | 0 | 0 | 0 | 0
2025-26 | 44364 | 655 | 300 | 0 | 0 | 0
2026-27 | 44364 | 655 | 737.3333 | 0 | 60 | 0
2027-28 | 44364 | 655 | 1174.6667 | 63.3333 | 156.6667 | 0
2028-29 | 44364 | 655 | 1312 | 284.6667 | 253.3333 | 0
2029-30 | 44364 | 655 | 1312 | 786 | 473.3333 | 0
2030-31 | 44364 | 655 | 1312 | 1224 | 701.3333 | 0
2031-32 | 44364 | 655 | 1312 | 1734.6667 | 994 | 0
2032-33 | 44364 | 655 | 1312 | 1965.3333 | 1254.6667 | 0
2033-34 | 44364 | 655 | 1312 | 2196 | 1470.6667 | 0
2034-35 | 44364 | 655 | 1312 | 2196 | 1622 | 0
2035-36 | 44364 | 655 | 1312 | 2196 | 1622 | 0
2036-37 | 44364 | 655 | 1312 | 2196 | 1635.3333 | 6.3333
2037-38 | 44364 | 655 | 1312 | 2196 | 1648.6667 | 12.6667
2038-39 | 44364 | 655 | 1312 | 2196 | 1662 | 19
2039-40 | 44364 | 655 | 1312 | 2196 | 1662 | 172.3333
2040-41 | 44364 | 655 | 1312 | 2196 | 1662 | 428
2041-42 | 44364 | 655 | 1312 | 2196 | 1662 | 683.6667
2042-43 | 44364 | 655 | 1312 | 2196 | 1662 | 786
2043-44 | 44364 | 655 | 1312 | 2196 | 1662 | 816
2044-45 | 44364 | 655 | 1312 | 2196 | 1662 | 846
2045-46 | 44364 | 655 | 1312 | 2196 | 1662 | 876
2046-47 | 44364 | 655 | 1312 | 2196 | 1662 | 876
2047-48 | 44364 | 655 | 1312 | 2196 | 1662 | 876
2048-49 | 44364 | 655 | 1312 | 2196 | 1662 | 876
2049-50 | 44364 | 655 | 1312 | 2196 | 1662 | 876

## Figure 23
Figure 23 | Transmission projects in the 2026 ISP optimal development path
Please refer to Figure 4

## Figure 24
Figure 24 |  | Southern mainland NEM generation profile during a prolonged low renewable event (GW, 2035-36 and 2036-37, Step Change)
Generation, storage and demand (GW)
[8 empty] | Generation, storage discharge and imports from other regions | [5 empty] | Demand |  |  |  | Storage charge and exports to other regions
Day label | Datetime | Net Tasmania imports | Net Queensland imports | Coal | Demand side participation | Gas | Hydro | Pumped hydro | Wind | Utility solar | Rooftop and other small-scale solar | Storage | Unserved energy | Residual demand | Pumped hydro load | Pumped hydro load offset | Storage load | Storage load offset | Net exports to Tasmania | Net exports to Tasmania offset | Net exports to Queensland | Net exports to Queensland offset
| 2036-06-22 | 1.332 | 1.2229 | 0.73 | 0 | 4.4693 | 1.0263 | 0 | 12.7907 | 0 | 0 | 0.99353 | 0 | 8.721 | -0.25 | 0.25 | 0 | 0 | 0 | 0 | 0 | 0
| 2036-06-22 00:30 | 1.3847 | 1.2218 | 0.73 | 0 | 4.3867 | 0.95688 | 0 | 12.945 | 0 | 0 | 0.55228 | 0 | 8.2077 | -0.212 | 0.212 | 0 | 0 | 0 | 0 | 0 | 0
| 2036-06-22 01:00 | 1.4248 | 1.2206 | 0.73 | 0 | 4.0707 | 0.91712 | 0 | 13.3842 | 0 | 0 | 0.050548 | 0 | 7.3705 | -0.188 | 0.188 | 0 | 0 | 0 | 0 | 0 | 0
| 2036-06-22 01:30 | 1.3957 | 1.2208 | 0.73 | 0 | 3.4554 | 0.71683 | 0 | 13.7983 | 0 | 0 | 0 | 0 | 6.2894 | -0.198 | 0.198 | -0.10125 | 0.10125 | 0 | 0 | 0 | 0
| 2036-06-22 02:00 | 1.4162 | 1.2226 | 0.73 | 0 | 2.9358 | 0.72734 | 0 | 13.9035 | 0 | 0 | 0 | 0 | 5.7192 | -0.212 | 0.212 | -0.11447 | 0.11447 | 0 | 0 | 0 | 0
| 2036-06-22 02:30 | 1.4327 | 1.2258 | 0.73 | 0 | 2.611 | 0.40567 | 0 | 14.0958 | 0 | 0 | 0 | 0 | 5.1159 | -0.194 | 0.194 | -0.1083 | 0.1083 | 0 | 0 | 0 | 0
| 2036-06-22 03:00 | 1.3696 | 1.2257 | 0.73 | 0 | 2.379 | 0.2219 | 0 | 14.3278 | 0 | 0 | 0 | 0 | 4.5469 | -0.24012 | 0.24012 | -0.12222 | 0.12222 | 0 | 0 | 0 | 0
| 2036-06-22 03:30 | 1.1818 | 1.2256 | 0.73 | 0 | 2.3371 | 0.0050628 | 0 | 14.5692 | 0 | 0 | 0.044134 | 0 | 4.0986 | -0.55684 | 0.55684 | 0 | 0 | 0 | 0 | 0 | 0
| 2036-06-22 04:00 | 0.86998 | 1.2248 | 0.73 | 0 | 2.3261 | 0.10971 | 0 | 14.7774 | 0 | 0 | 0.052886 | 0 | 3.8834 | -0.53195 | 0.53195 | 0 | 0 | 0 | 0 | 0 | 0
| 2036-06-22 04:30 | 0.619 | 1.2262 | 0.73 | 0 | 2.1631 | 0.098804 | 0 | 15.1381 | 0 | 0 | 0.17641 | 0 | 3.5747 | -0.542 | 0.542 | 0 | 0 | 0 | 0 | 0 | 0
| 2036-06-22 05:00 | 1.0772 | 1.2256 | 0.73 | 0 | 1.9846 | 0.372 | 0 | 14.8513 | 0 | 0 | 0.082771 | 0 | 4.0414 | -0.48764 | 0.48764 | 0 | 0 | 0 | 0 | 0 | 0
| 2036-06-22 05:30 | 0.92505 | 1.2235 | 0.73 | 0 | 2.405 | 0.372 | 0 | 15.0851 | 0 | 0 | 0 | 0 | 4.1517 | -0.54434 | 0.54434 | -0.0065757 | 0.0065757 | 0 | 0 | 0 | 0
| 2036-06-22 06:00 | 0.95236 | 1.222 | 0.73 | 0 | 2.5957 | 0.372 | 0 | 15.4263 | 0 | 0 | 0 | 0 | 4.2265 | -0.57641 | 0.57641 | -0.10917 | 0.10917 | 0 | 0 | 0 | 0
| 2036-06-22 06:30 | 1.1059 | 1.2216 | 0.73 | 0 | 2.8863 | 0.24995 | 0 | 16.0232 | 0.0024 | 0.267 | 0 | 0 | 4.1652 | -0.56685 | 0.56685 | -0.46541 | 0.46541 | 0 | 0 | 0 | 0
| 2036-06-22 07:00 | 1.0947 | 1.256 | 0.73 | 0 | 2.013 | 0.30596 | 0 | 16.0672 | 0.73158 | 1.045 | 0 | 0 | 3.702 | -0.40961 | 0.40961 | -0.19715 | 0.19715 | 0 | 0 | 0 | 0
| 2036-06-22 07:30 | 1.1597 | 1.4084 | 0.73 | 0 | 1.1447 | 0 | 0 | 15.9423 | 3.768 | 2.38 | 0 | 0 | 1.2514 | -2.1238 | 2.1238 | -0.068853 | 0.068853 | 0 | 0 | 0 | 0
| 2036-06-22 08:00 | 0 | 1.3968 | 0.73 | 0 | 0 | 0 | 0 | 16.3945 | 8.5469 | 4.682 | 0 | 0 | -4.579 | -3.424 | 3.424 | -1.854 | 1.854 | 0.4534 | -0.4534 | 0 | 0
| 2036-06-22 08:30 | 0 | 1.5293 | 0.15 | 0 | 0 | 0 | 0 | 16.2892 | 15.2077 | 7.085 | 0 | 0 | -12.2995 | -3.454 | 3.454 | -8.9892 | 8.9892 | 0.43527 | -0.43527 | 0 | 0
| 2036-06-22 09:00 | 0 | 1.5414 | 0.15 | 0 | 0 | 0 | 0 | 15.4592 | 17.8167 | 9.191 | 0 | 0 | -15.0855 | -3.464 | 3.464 | -11.8145 | 11.8145 | 0.38295 | -0.38295 | 0 | 0
| 2036-06-22 09:30 | 0 | 1.5362 | 0.15 | 0 | 0 | 0 | 0 | 14.3385 | 18.3521 | 10.834 | 0 | 0 | -15.2502 | -3.535 | 3.535 | -12.068 | 12.068 | 0.24129 | -0.24129 | 0 | 0
| 2036-06-22 10:00 | 0 | 1.4951 | 0.15 | 0 | 0 | 0 | 0 | 13.2242 | 17.4838 | 11.509 | 0 | 0 | -13.7576 | -3.494 | 3.494 | -10.6596 | 10.6596 | 0.2483 | -0.2483 | 0 | 0
| 2036-06-22 10:30 | 0 | 1.4604 | 0.15 | 0 | 0 | 0 | 0 | 12.0839 | 16.6995 | 11.936 | 0 | 0 | -11.8491 | -3.46 | 3.46 | -8.6965 | 8.6965 | 0.22579 | -0.22579 | 0 | 0
| 2036-06-22 11:00 | 0 | 1.4858 | 0.15 | 0 | 0 | 0 | 0 | 12.0547 | 16.311 | 12.405 | 0 | 0 | -11.7604 | -3.478 | 3.478 | -8.7922 | 8.7922 | 0.19553 | -0.19553 | 0 | 0
| 2036-06-22 11:30 | 0 | 1.5089 | 0.15 | 0 | 0 | 0 | 0 | 12.4761 | 16.2096 | 12.805 | 0 | 0 | -12.1784 | -3.389 | 3.389 | -9.3651 | 9.3651 | 0.19002 | -0.19002 | 0 | 0
22/6/2036 | 2036-06-22 12:00 | 0 | 1.531 | 0.15 | 0 | 0 | 0 | 0 | 13.0611 | 16.391 | 13.106 | 0 | 0 | -13.1438 | -3.341 | 3.341 | -10.4108 | 10.4108 | 0.19074 | -0.19074 | 0 | 0
| 2036-06-22 12:30 | 0 | 1.2203 | 0.15 | 0 | 0 | 0 | 0 | 13.9912 | 16.9726 | 13.404 | 0 | 0 | -14.6305 | -3.435 | 3.435 | -11.512 | 11.512 | 0.18037 | -0.18037 | 0 | 0
| 2036-06-22 13:00 | 0 | 0.73873 | 0.15 | 0 | 0 | 0 | 0 | 14.0519 | 16.9566 | 13.245 | 0 | 0 | -14.7071 | -3.412 | 3.412 | -11.2004 | 11.2004 | 0.14754 | -0.14754 | 0 | 0
| 2036-06-22 13:30 | 0 | 0.515 | 0.15 | 0 | 0 | 0 | 0 | 13.9347 | 16.5761 | 12.835 | 0 | 0 | -14.3684 | -3.402 | 3.402 | -10.7275 | 10.7275 | 0.11599 | -0.11599 | 0 | 0
| 2036-06-22 14:00 | 0 | 0.515 | 0.15 | 0 | 0 | 0 | 0 | 13.3318 | 16.4311 | 11.023 | 0 | 0 | -13.0416 | -3.434 | 3.434 | -9.3703 | 9.3703 | 0.11027 | -0.11027 | 0 | 0
| 2036-06-22 14:30 | 0 | 0.515 | 0.15 | 0 | 0 | 0 | 0 | 13.0834 | 16.0473 | 8.512 | 0 | 0 | -10.6873 | -3.441 | 3.441 | -7.0043 | 7.0043 | 0.079636 | -0.079636 | 0 | 0
| 2036-06-22 15:00 | 0 | 0.6937 | 0.394 | 0 | 0 | 0 | 0 | 13.4505 | 15.4236 | 6.832 | 0 | 0 | -9.2787 | -3.441 | 3.441 | -5.9208 | 5.9208 | 0.061578 | -0.061578 | 0 | 0
| 2036-06-22 15:30 | 0.12088 | 1.4413 | 0.73 | 0 | 0.61755 | 0 | 0 | 14.2301 | 9.8124 | 5.413 | 0 | 0 | -3.6018 | -2.611 | 2.611 | -3.0888 | 3.0888 | 0 | 0 | 0 | 0
| 2036-06-22 16:00 | 0.7652 | 1.2876 | 0.73 | 0 | 1.4058 | 0 | 0.021632 | 14.8687 | 5.9685 | 3.283 | 0 | 0 | 1.1366 | -1.785 | 1.785 | -0.31594 | 0.31594 | 0 | 0 | 0 | 0
| 2036-06-22 16:30 | 1.1419 | 1.2241 | 0.73 | 0 | 2.4342 | 0 | 0.892 | 14.9924 | 1.7653 | 1.003 | 3.6579 | 0 | 7.7471 | -1.332 | 1.332 | 0 | 0 | 0 | 0 | 0 | 0
| 2036-06-22 17:00 | 1.2819 | 1.2182 | 0.73 | 0 | 3.122 | 0.068 | 0.1645 | 15.2427 | 0.3169 | 0.341 | 5.2423 | 0 | 9.7372 | -1.021 | 1.021 | 0 | 0 | 0 | 0 | 0 | 0
| 2036-06-22 17:30 | 1.2384 | 1.2181 | 0.73 | 0 | 3.1185 | 0.372 | 0.1235 | 15.3748 | 0.0046767 | 0.055 | 5.8956 | 0 | 10.7963 | -0.828 | 0.828 | 0 | 0 | 0 | 0 | 0 | 0
| 2036-06-22 18:00 | 1.3083 | 1.2185 | 0.73 | 0 | 3.2507 | 0 | 0 | 14.7184 | 0 | 0 | 6.6908 | 0 | 11.3334 | -0.666 | 0.666 | 0 | 0 | 0 | 0 | 0 | 0
| 2036-06-22 18:30 | 1.2601 | 1.219 | 0.73 | 0 | 3.4865 | 0.372 | 0.851 | 14.331 | 0 | 0 | 5.6281 | 0 | 11.5208 | -0.999 | 0.999 | 0 | 0 | 0 | 0 | 0 | 0
| 2036-06-22 19:00 | 1.2232 | 1.2189 | 0.73 | 0 | 3.5034 | 0.372 | 0.0825 | 14.8669 | 0 | 0 | 5.3506 | 0 | 10.5079 | -0.999 | 0.999 | 0 | 0 | 0 | 0 | 0 | 0
| 2036-06-22 19:30 | 1.2137 | 1.2184 | 0.73 | 0 | 2.7913 | 0 | 0.851 | 15.3664 | 0 | 0 | 4.5614 | 0 | 9.6833 | -0.666 | 0.666 | 0 | 0 | 0 | 0 | 0 | 0
| 2036-06-22 20:00 | 0.7652 | 1.2192 | 0.73 | 0 | 2.5791 | 0.31002 | 0.041 | 16.4534 | 0 | 0 | 4.0401 | 0 | 8.3284 | -0.333 | 0.333 | 0 | 0 | 0 | 0 | 0 | 0
| 2036-06-22 20:30 | 0 | 1.2217 | 0.73 | 0 | 2.9464 | 0.33557 | 0 | 17.5202 | 0 | 0 | 3.5103 | 0 | 6.7776 | -0.666 | 0.666 | 0 | 0 | 0.1895 | -0.1895 | 0 | 0
| 2036-06-22 21:00 | 0 | 1.2247 | 0.73 | 0 | 2.5652 | 0.36 | 0.041 | 17.5035 | 0 | 0 | 3.6753 | 0 | 6.4493 | -0.91941 | 0.91941 | 0 | 0 | 0.15792 | -0.15792 | 0 | 0
| 2036-06-22 21:30 | 0 | 1.2273 | 0.73 | 0 | 2.2362 | 0.292 | 0.975 | 17.6705 | 0 | 0 | 2.2586 | 0 | 5.8413 | -0.666 | 0.666 | 0 | 0 | 0.24173 | -0.24173 | 0 | 0
| 2036-06-22 22:00 | 0 | 1.2273 | 0.73 | 0 | 2.36 | 0.36631 | 0.041 | 18.8342 | 0 | 0 | 1.5613 | 0 | 4.2105 | -0.75941 | 0.75941 | 0 | 0 | 0.33427 | -0.33427 | 0 | 0
| 2036-06-22 22:30 | 0 | 1.2258 | 0.73 | 0 | 1.5779 | 0.37768 | 0.041 | 19.5185 | 0 | 0 | 0.67946 | 0 | 3.0073 | -0.333 | 0.333 | 0 | 0 | 0.3108 | -0.3108 | 0 | 0
| 2036-06-22 23:00 | 0 | 1.2267 | 0.73 | 0 | 1.9754 | 0.0058784 | 0.041 | 19.6393 | 0 | 0 | 0.75302 | 0 | 2.5045 | -0.999 | 0.999 | 0 | 0 | 0.28419 | -0.28419 | 0 | 0
| 2036-06-22 23:30 | 0 | 1.2285 | 0.73 | 0 | 1.3987 | 0.0077329 | 0.10492 | 19.5875 | 0 | 0 | 0.53038 | 0 | 2.1183 | -0.666 | 0.666 | 0 | 0 | 0.25372 | -0.25372 | 0 | 0
| 2036-06-23 | 0 | 1.2278 | 0.73 | 0 | 1.3416 | 0.0007226 | 0 | 19.1627 | 0 | 0 | 0 | 0 | 1.9831 | 0 | 0 | -0.22527 | 0.22527 | 0.14323 | -0.14323 | 0 | 0
| 2036-06-23 00:30 | 0 | 1.2288 | 0.73 | 0 | 1.4359 | 0.00072503 | 0 | 19.5358 | 0 | 0 | 0 | 0 | 1.1109 | -0.15202 | 0.15202 | -1.0798 | 1.0798 | 0.1259 | -0.1259 | 0 | 0
| 2036-06-23 01:00 | 0 | 1.2274 | 0.73 | 0 | 0.91675 | 0.0007153 | 0.029809 | 19.0569 | 0 | 0 | 0 | 0 | 1.0929 | -0.23735 | 0.23735 | -0.44748 | 0.44748 | 0.17486 | -0.17486 | 0 | 0
| 2036-06-23 01:30 | 0 | 1.2264 | 0.73 | 0 | 0.56075 | 0.0007153 | 0.0825 | 18.5375 | 0 | 0 | 0 | 0 | 1.1383 | -0.333 | 0.333 | -0.047646 | 0.047646 | 0.1369 | -0.1369 | 0 | 0
| 2036-06-23 02:00 | 0 | 1.2252 | 0.73 | 0 | 0.91153 | 0.0007153 | 0.011682 | 17.8132 | 0 | 0 | 0 | 0 | 1.4856 | -0.25113 | 0.25113 | -0.041876 | 0.041876 | 0.16255 | -0.16255 | 0 | 0
| 2036-06-23 02:30 | 0 | 1.2247 | 0.73 | 0 | 0.99983 | 0.0021459 | 0.041 | 17.5309 | 0 | 0 | 0 | 0 | 1.3568 | -0.40746 | 0.40746 | -0.1966 | 0.1966 | 0.11641 | -0.11641 | 0 | 0
| 2036-06-23 03:00 | 0 | 1.225 | 0.73 | 0 | 0.87564 | 0 | 0 | 17.2257 | 0 | 0 | 0 | 0 | 1.3871 | -0.37172 | 0.37172 | -0.13244 | 0.13244 | 0 | 0 | 0 | 0
| 2036-06-23 03:30 | 0.047285 | 1.2237 | 0.73 | 0 | 0.73875 | 0 | 0 | 16.9395 | 0 | 0 | 0 | 0 | 1.5413 | -0.25212 | 0.25212 | -0.0029443 | 0.0029443 | 0 | 0 | 0 | 0
| 2036-06-23 04:00 | 0.076254 | 1.224 | 0.73 | 0 | 1.0392 | 0.00071287 | 0 | 16.6632 | 0 | 0 | 0.11623 | 0 | 1.8025 | -0.43604 | 0.43604 | 0 | 0 | 0 | 0 | 0 | 0
| 2036-06-23 04:30 | 0.091747 | 1.2267 | 0.73 | 0 | 0.73875 | 0.0014257 | 0.1235 | 16.5843 | 0 | 0 | 0.26959 | 0 | 1.9825 | -0.22409 | 0.22409 | 0 | 0 | 0 | 0 | 0 | 0
| 2036-06-23 05:00 | 0.17064 | 1.229 | 0.73 | 0 | 0.73875 | 0 | 0.0026204 | 16.4566 | 0 | 0 | 1.0989 | 0 | 2.6671 | -0.22026 | 0.22026 | 0 | 0 | 0 | 0 | 0 | 0
| 2036-06-23 05:30 | 0.48829 | 1.2335 | 0.73 | 0 | 1.0688 | 0.00071287 | 0.1235 | 16.3461 | 0 | 0 | 1.2705 | 0 | 3.6357 | -0.20348 | 0.20348 | 0 | 0 | 0 | 0 | 0 | 0
| 2036-06-23 06:00 | 0.83327 | 1.2371 | 0.73 | 0 | 1.9143 | 0.00071287 | 0.10407 | 16.5926 | 0 | 0 | 1.2884 | 0 | 4.6622 | -0.33561 | 0.33561 | 0 | 0 | 0 | 0 | 0 | 0
| 2036-06-23 06:30 | 1.2513 | 1.2453 | 0.73 | 0 | 2.1817 | 0.013294 | 0 | 17.0305 | 0.0016 | 0.056 | 1.5243 | 0 | 5.4967 | -0.333 | 0.333 | 0 | 0 | 0 | 0 | 0 | 0
| 2036-06-23 07:00 | 1.1803 | 1.2779 | 0.73 | 0 | 2.4428 | 0 | 0 | 17.2003 | 0.74705 | 0.934 | 1.4576 | 0 | 5.3474 | -0.666 | 0.666 | 0 | 0 | 0 | 0 | 0 | 0
| 2036-06-23 07:30 | 1.1724 | 1.4322 | 0.73 | 0 | 1.4293 | 0 | 0 | 17.0655 | 3.754 | 2.274 | 1.1502 | 0 | 2.572 | -2.1893 | 2.1893 | 0 | 0 | 0 | 0 | 0 | 0
| 2036-06-23 08:00 | 0.33419 | 1.434 | 0.73 | 0 | 0.57885 | 0 | 0 | 17.2421 | 8.089 | 4.471 | 0 | 0 | -2.8337 | -3.648 | 3.648 | -1.0648 | 1.0648 | 0 | 0 | 0 | 0
| 2036-06-23 08:30 | 0 | 1.2571 | 0.73 | 0 | 0 | 0 | 0 | 16.8227 | 13.8289 | 6.841 | 0 | 0 | -9.7782 | -3.648 | 3.648 | -6.8981 | 6.8981 | 0.097301 | -0.097301 | 0 | 0
| 2036-06-23 09:00 | 0 | 1.095 | 0.73 | 0 | 0 | 0 | 0 | 16.2608 | 16.2851 | 8.809 | 0 | 0 | -12.8535 | -3.648 | 3.648 | -9.5977 | 9.5977 | 0.32354 | -0.32354 | 0 | 0
| 2036-06-23 09:30 | 0 | 1.335 | 0.73 | 0 | 0 | 0 | 0 | 15.3099 | 16.4767 | 10.484 | 0 | 0 | -13.2253 | -3.648 | 3.648 | -10.1373 | 10.1373 | 0.3 | -0.3 | 0 | 0
| 2036-06-23 10:00 | 0 | 1.335 | 0.73 | 0 | 0 | 0 | 0 | 14.3103 | 16.5115 | 11.719 | 0 | 0 | -13.2834 | -3.648 | 3.648 | -10.4003 | 10.4003 | 0.25663 | -0.25663 | 0 | 0
| 2036-06-23 10:30 | 0 | 1.095 | 0.73 | 0 | 0 | 0 | 0 | 13.4513 | 16.3483 | 12.84 | 0 | 0 | -13.0772 | -3.648 | 3.648 | -10.1185 | 10.1185 | 0.20758 | -0.20758 | 0 | 0
| 2036-06-23 11:00 | 0 | 1.095 | 0.73 | 0 | 0 | 0 | 0 | 13.1938 | 15.5102 | 13.263 | 0 | 0 | -12.0586 | -3.648 | 3.648 | -9.0127 | 9.0127 | 0.27293 | -0.27293 | 0 | 0
| 2036-06-23 11:30 | 0 | 1.095 | 0.73 | 0 | 0 | 0 | 0 | 13.3313 | 15.026 | 13.711 | 0 | 0 | -11.9339 | -3.648 | 3.648 | -8.9306 | 8.9306 | 0.18776 | -0.18776 | 0 | 0
23/6/2036 | 2036-06-23 12:00 | 0 | 0.91159 | 0.73 | 0 | 0 | 0 | 0 | 12.9658 | 14.5981 | 13.887 | 0 | 0 | -11.2466 | -3.648 | 3.648 | -8.168 | 8.168 | 0.1622 | -0.1622 | 0 | 0
| 2036-06-23 12:30 | 0 | 0.35857 | 0.73 | 0 | 0 | 0 | 0 | 12.9316 | 14.5526 | 13.875 | 0 | 0 | -11.2378 | -3.648 | 3.648 | -7.7413 | 7.7413 | 0.096597 | -0.096597 | 0 | 0
| 2036-06-23 13:00 | 0 | 0.71237 | 0.73 | 0 | 0 | 0 | 0 | 12.4095 | 14.9168 | 13.341 | 0 | 0 | -10.9449 | -3.648 | 3.648 | -7.8368 | 7.8368 | 0.027686 | -0.027686 | 0 | 0
| 2036-06-23 13:30 | 0 | 1.095 | 0.73 | 0 | 0 | 0 | 0 | 12.8454 | 15.4189 | 12.41 | 0 | 0 | -11.8379 | -3.648 | 3.648 | -9.1136 | 9.1136 | 0.050194 | -0.050194 | 0 | 0
| 2036-06-23 14:00 | 0 | 0.68932 | 0.73 | 0 | 0 | 0 | 0 | 11.8436 | 14.9541 | 11.044 | 0 | 0 | -10.1254 | -3.648 | 3.648 | -7.0207 | 7.0207 | 0.049043 | -0.049043 | 0 | 0
| 2036-06-23 14:30 | 0 | 0 | 0.73 | 0 | 0 | 0 | 0 | 11.5348 | 13.8882 | 9.493 | 0 | 0 | -8.2126 | -3.648 | 3.648 | -3.8616 | 3.8616 | 0.27681 | -0.27681 | 0.31004 | -0.31004
| 2036-06-23 15:00 | 0 | 0 | 0.73 | 0 | 0 | 0 | 0 | 11.3327 | 14.0452 | 7.527 | 0 | 0 | -6.9146 | -3.648 | 3.648 | -2.5378 | 2.5378 | 0.19786 | -0.19786 | 0.41707 | -0.41707
| 2036-06-23 15:30 | 1.1219 | 1.4177 | 0.73 | 0 | 1.1657 | 0 | 0 | 11.2653 | 9.7646 | 5.187 | 0 | 0 | -0.53526 | -2.838 | 2.838 | -1.2782 | 1.2782 | 0 | 0 | 0 | 0
| 2036-06-23 16:00 | 1.3323 | 1.2896 | 0.73 | 0 | 2.6376 | 0.00069827 | 0 | 11.7254 | 6.4345 | 3.095 | 0.43146 | 0 | 3.7128 | -1.7812 | 1.7812 | 0 | 0 | 0 | 0 | 0 | 0
| 2036-06-23 16:30 | 1.1307 | 1.2246 | 0.73 | 0 | 4.4454 | 0.00070314 | 0 | 12.3353 | 1.7043 | 1.216 | 2.8809 | 0 | 9.4302 | 0 | 0 | 0 | 0 | 0 | 0 | 0 | 0
| 2036-06-23 17:00 | 1.1025 | 1.2214 | 0.73 | 0 | 4.4987 | 0.2751 | 0.1235 | 13.2285 | 0.17099 | 0.415 | 4.3774 | 0 | 11.3523 | 0 | 0 | 0 | 0 | 0 | 0 | 0 | 0
| 2036-06-23 17:30 | 1.0859 | 1.2242 | 0.73 | 0 | 4.6795 | 0.4204 | 0.1235 | 13.6105 | 0 | 0 | 4.6478 | 0 | 11.9837 | 0 | 0 | 0 | 0 | 0 | 0 | 0 | 0
| 2036-06-23 18:00 | 1.1776 | 1.229 | 0.73 | 0 | 4.7302 | 0.62843 | 0.1235 | 14.7129 | 0 | 0 | 3.1491 | 0 | 10.8363 | 0 | 0 | 0 | 0 | 0 | 0 | 0 | 0
| 2036-06-23 18:30 | 1.2575 | 1.2341 | 0.73 | 0 | 4.7302 | 0.57413 | 0.1235 | 16.1533 | 0 | 0 | 1.6848 | 0 | 9.2019 | 0 | 0 | 0 | 0 | 0 | 0 | 0 | 0
| 2036-06-23 19:00 | 1.0881 | 1.2377 | 0.73 | 0 | 4.0976 | 0 | 0.1235 | 16.8882 | 0 | 0 | 1.9353 | 0 | 8.2005 | 0 | 0 | 0 | 0 | 0 | 0 | 0 | 0
| 2036-06-23 19:30 | 0.75073 | 1.2412 | 0.73 | 0 | 3.8291 | 0.000708 | 0.1235 | 17.467 | 0 | 0 | 1.3977 | 0 | 7.1118 | 0 | 0 | 0 | 0 | 0 | 0 | 0 | 0
| 2036-06-23 20:00 | 0.8724 | 1.2448 | 0.73 | 0 | 3.5802 | 0.25092 | 0.1235 | 17.2526 | 0 | 0 | 1.2305 | 0 | 7.0021 | 0 | 0 | 0 | 0 | 0 | 0 | 0 | 0
| 2036-06-23 20:30 | 0.69258 | 1.245 | 0.73 | 0 | 3.9103 | 0.092735 | 0.072739 | 17.1914 | 0 | 0 | 0.94247 | 0 | 6.6243 | 0 | 0 | 0 | 0 | 0 | 0 | 0 | 0
| 2036-06-23 21:00 | 0.27118 | 1.2725 | 0.73 | 0 | 3.568 | 0.14678 | 0.041 | 17.5955 | 0 | 0 | 0.70838 | 0 | 5.7962 | 0 | 0 | 0 | 0 | 0 | 0 | 0 | 0
| 2036-06-23 21:30 | 0 | 1.3065 | 0.73 | 0 | 2.8727 | 0 | 0.206 | 18.1543 | 0 | 0 | 0.521 | 0 | 4.6115 | 0 | 0 | 0 | 0 | 0.12099 | -0.12099 | 0 | 0
| 2036-06-23 22:00 | 0.2506 | 1.2752 | 0.73 | 0 | 3.4507 | 0 | 0.0825 | 17.2821 | 0 | 0 | 0.53508 | 0 | 5.5007 | 0 | 0 | 0 | 0 | 0 | 0 | 0 | 0
| 2036-06-23 22:30 | 0.36794 | 1.2591 | 0.73 | 0 | 2.7953 | 0.15667 | 0.1235 | 16.685 | 0 | 0 | 1.05 | 0 | 5.6008 | 0 | 0 | 0 | 0 | 0 | 0 | 0 | 0
| 2036-06-23 23:00 | 0.35527 | 1.2409 | 0.73 | 0 | 3.236 | 0 | 0 | 16.4843 | 0 | 0 | 0.875 | 0 | 5.5595 | 0 | 0 | 0 | 0 | 0 | 0 | 0 | 0
| 2036-06-23 23:30 | 0.0068014 | 1.2297 | 0.73 | 0 | 2.7848 | 0 | 0.10261 | 16.7811 | 0 | 0 | 0.89155 | 0 | 4.9147 | 0 | 0 | 0 | 0 | 0 | 0 | 0 | 0
| 2036-06-24 | 0.8724 | 1.2258 | 0.73 | 0 | 2.8482 | 0 | 0 | 15.9765 | 0 | 0 | 0 | 0 | 4.7693 | 0 | 0 | 0 | 0 | 0 | 0 | 0 | 0
| 2036-06-24 00:30 | 1.2796 | 1.2229 | 0.73 | 0 | 3.4183 | 0 | 0 | 14.7426 | 0 | 0 | 0 | 0 | 5.7074 | 0 | 0 | 0 | 0 | 0 | 0 | 0 | 0
| 2036-06-24 01:00 | 1.2796 | 1.2225 | 0.73 | 0 | 3.5918 | 0 | 0 | 13.9778 | 0 | 0 | 0.098347 | 0 | 6.1015 | 0 | 0 | 0 | 0 | 0 | 0 | 0 | 0
| 2036-06-24 01:30 | 1.2917 | 1.2204 | 0.73 | 0 | 4.0394 | 0 | 0.082 | 12.8341 | 0 | 0 | 0.25352 | 0 | 6.8497 | 0 | 0 | 0 | 0 | 0 | 0 | 0 | 0
| 2036-06-24 02:00 | 1.348 | 1.221 | 0.73 | 0 | 3.8937 | 0.08219 | 0 | 11.7962 | 0 | 0 | 0.38415 | 0 | 6.9426 | 0 | 0 | 0 | 0 | 0 | 0 | 0 | 0
| 2036-06-24 02:30 | 1.2943 | 1.2233 | 0.73 | 0 | 3.9107 | 0.23093 | 0.041 | 11.5113 | 0 | 0 | 0.11351 | 0 | 6.8367 | 0 | 0 | 0 | 0 | 0 | 0 | 0 | 0
| 2036-06-24 03:00 | 1.2796 | 1.2203 | 0.73 | 0 | 3.7691 | 0.075346 | 0.013701 | 12.0499 | 0 | 0 | 0.23871 | 0 | 6.5924 | 0 | 0 | 0 | 0 | 0 | 0 | 0 | 0
| 2036-06-24 03:30 | 1.1724 | 1.2187 | 0.73 | 0 | 3.4422 | 0 | 0 | 12.517 | 0 | 0 | 0.28818 | 0 | 6.0601 | 0 | 0 | 0 | 0 | 0 | 0 | 0 | 0
| 2036-06-24 04:00 | 1.1724 | 1.2199 | 0.73 | 0 | 3.5972 | 0 | 0.0079813 | 12.2988 | 0 | 0 | 0.25 | 0 | 6.183 | 0 | 0 | 0 | 0 | 0 | 0 | 0 | 0
| 2036-06-24 04:30 | 1.2796 | 1.2212 | 0.73 | 0 | 3.7607 | 0 | 0.041 | 12.1652 | 0 | 0 | 0.23353 | 0 | 6.4708 | 0 | 0 | 0 | 0 | 0 | 0 | 0 | 0
| 2036-06-24 05:00 | 1.3507 | 1.2217 | 0.73 | 0 | 3.9107 | 0.17052 | 0.34016 | 11.4896 | 0 | 0 | 0 | 0 | 7.0037 | 0 | 0 | 0 | 0 | 0 | 0 | 0 | 0
| 2036-06-24 05:30 | 1.3629 | 1.2236 | 0.73 | 0 | 4.2187 | 1.207 | 0 | 10.7841 | 0 | 0 | 0.42181 | 0 | 8.5161 | 0 | 0 | 0 | 0 | 0 | 0 | 0 | 0
| 2036-06-24 06:00 | 1.2985 | 1.2246 | 0.73 | 0 | 4.7392 | 2.003 | 0 | 9.6675 | 0 | 0 | 1.1834 | 0 | 10.5988 | 0 | 0 | 0 | 0 | 0 | 0 | 0 | 0
| 2036-06-24 06:30 | 1.1749 | 1.2251 | 0.73 | 0 | 4.9864 | 2.098 | 0 | 8.7952 | 0 | 0 | 3.0446 | 0 | 12.695 | 0 | 0 | 0 | 0 | 0 | 0 | 0 | 0
| 2036-06-24 07:00 | 1.1327 | 1.2602 | 0.73 | 0 | 4.9517 | 2.2368 | 0 | 8.717 | 0.51438 | 0.484 | 3.5447 | 0 | 13.2109 | 0 | 0 | 0 | 0 | 0 | 0 | 0 | 0
| 2036-06-24 07:30 | 1.1497 | 1.3448 | 0.73 | 0 | 4.4906 | 2.4151 | 0 | 8.7736 | 2.0114 | 1.16 | 2.7771 | 0 | 12.2332 | 0 | 0 | 0 | 0 | 0 | 0 | 0 | 0
| 2036-06-24 08:00 | 1.2994 | 1.3799 | 0.73 | 0 | 2.9153 | 2.098 | 0 | 8.4356 | 3.8908 | 2.703 | 1.9819 | 0 | 9.7159 | 0 | 0 | 0 | 0 | 0 | 0 | 0 | 0
| 2036-06-24 08:30 | 1.4955 | 1.452 | 0.73 | 0 | 2.8914 | 0.62024 | 0 | 8.3886 | 5.93 | 4.532 | 0.17563 | 0 | 6.7196 | 0 | 0 | 0 | 0 | 0 | 0 | 0 | 0
| 2036-06-24 09:00 | 1.4292 | 1.3843 | 0.73 | 0 | 2.6824 | 0 | 0 | 9.2793 | 6.8514 | 6.042 | 0 | 0 | 5.1049 | -0.24 | 0.24 | -0.21486 | 0.21486 | 0 | 0 | 0 | 0
| 2036-06-24 09:30 | 1.2796 | 1.3226 | 0.73 | 0 | 2.2314 | 0 | 0 | 9.9588 | 7.6802 | 7.422 | 0 | 0 | 2.7416 | -0.54738 | 0.54738 | -1.557 | 1.557 | 0 | 0 | 0 | 0
| 2036-06-24 10:00 | 1.2796 | 1.3124 | 0.73 | 0 | 2.1381 | 0 | 0 | 9.6602 | 8.4096 | 8.473 | 0 | 0 | 1.6278 | -1.2696 | 1.2696 | -1.8535 | 1.8535 | 0 | 0 | 0 | 0
| 2036-06-24 10:30 | 1.2796 | 1.3186 | 0.73 | 0 | 2.0503 | 0 | 0 | 9.4528 | 9.0113 | 9.375 | 0 | 0 | 1.0335 | -1.7043 | 1.7043 | -1.9498 | 1.9498 | 0 | 0 | 0 | 0
| 2036-06-24 11:00 | 1.2796 | 1.3314 | 0.73 | 0 | 1.9698 | 0 | 0 | 9.331 | 9.2521 | 9.805 | 0 | 0 | 0.96158 | -1.7165 | 1.7165 | -1.9498 | 1.9498 | 0 | 0 | 0 | 0
| 2036-06-24 11:30 | 1.2796 | 1.3448 | 0.73 | 0 | 1.9468 | 0 | 0 | 9.2199 | 9.1732 | 9.928 | 0 | 0 | 1.1875 | -1.4926 | 1.4926 | -1.9498 | 1.9498 | 0 | 0 | 0 | 0
24/6/2036 | 2036-06-24 12:00 | 1.3754 | 1.3448 | 0.73 | 0 | 1.9468 | 0 | 0 | 9.5104 | 9.024 | 9.811 | 0 | 0 | 1.1043 | -1.7397 | 1.7397 | -1.8477 | 1.8477 | 0 | 0 | 0 | 0
| 2036-06-24 12:30 | 1.5796 | 1.3427 | 0.73 | 0 | 1.9468 | 0 | 0 | 9.0393 | 8.7988 | 9.654 | 0 | 0 | 1.8066 | -1.572 | 1.572 | -1.5441 | 1.5441 | 0 | 0 | 0 | 0
| 2036-06-24 13:00 | 1.6106 | 1.3475 | 0.73 | 0 | 1.9468 | 0 | 0 | 8.4613 | 8.2812 | 9.579 | 0 | 0 | 2.8952 | -1.239 | 1.239 | -0.847 | 0.847 | 0 | 0 | 0 | 0
| 2036-06-24 13:30 | 1.6345 | 1.3515 | 0.73 | 0 | 1.9788 | 0 | 0 | 8.178 | 7.8404 | 9.486 | 0 | 0 | 3.3703 | -1.36 | 1.36 | -0.30393 | 0.30393 | 0 | 0 | 0 | 0
| 2036-06-24 14:00 | 1.5796 | 1.3168 | 0.73 | 0 | 1.9788 | 0 | 0 | 8.5299 | 7.3346 | 8.515 | 0 | 0 | 3.5349 | -1.1184 | 1.1184 | -0.31371 | 0.31371 | 0 | 0 | 0 | 0
| 2036-06-24 14:30 | 1.5796 | 1.2796 | 0.73 | 0 | 1.9788 | 0 | 0 | 9.1389 | 6.7482 | 7.286 | 0 | 0 | 3.6765 | -0.95305 | 0.95305 | -0.28087 | 0.28087 | 0 | 0 | 0 | 0
| 2036-06-24 15:00 | 1.2796 | 1.3321 | 0.73 | 0 | 1.9788 | 0 | 0 | 9.9201 | 7.1252 | 5.979 | 0 | 0 | 3.0142 | -1.3525 | 1.3525 | -0.25233 | 0.25233 | 0 | 0 | 0 | 0
| 2036-06-24 15:30 | 1.2796 | 1.3492 | 0.73 | 0 | 2.4298 | 0 | 0 | 10.4269 | 6.1863 | 4.478 | 0 | 0 | 4.3344 | -0.333 | 0.333 | -0.36284 | 0.36284 | 0 | 0 | 0 | 0
| 2036-06-24 16:00 | 1.8198 | 1.2839 | 0.73 | 0 | 4.1234 | 0 | 0 | 10.6217 | 4.1321 | 2.772 | 0 | 0 | 7.0325 | 0 | 0 | 0 | 0 | 0 | 0 | 0 | 0
| 2036-06-24 16:30 | 1.612 | 1.2281 | 0.73 | 0 | 4.9537 | 1.5677 | 0.041 | 10.9496 | 1.3783 | 1.145 | 1.4671 | 0 | 10.8384 | 0 | 0 | 0 | 0 | 0 | 0 | 0 | 0
| 2036-06-24 17:00 | 1.5718 | 1.2254 | 0.73 | 0 | 4.9537 | 2.098 | 0.165 | 11.3735 | 0.29596 | 0.413 | 2.3685 | 0 | 12.4908 | 0 | 0 | 0 | 0 | 0 | 0 | 0 | 0
| 2036-06-24 17:30 | 1.5258 | 1.2252 | 0.73 | 0 | 4.9537 | 2.098 | 0.070499 | 11.6441 | 0.0051386 | 0.08 | 3.6885 | 0 | 13.6341 | 0 | 0 | 0 | 0 | 0 | 0 | 0 | 0
| 2036-06-24 18:00 | 1.5312 | 1.2241 | 0.73 | 0 | 4.9537 | 2.098 | 0.9335 | 12.0773 | 0 | 0 | 2.3298 | 0 | 13.049 | 0 | 0 | 0 | 0 | 0 | 0 | 0 | 0
| 2036-06-24 18:30 | 1.5705 | 1.2286 | 0.73 | 0 | 4.9537 | 2.0566 | 0.892 | 12.4655 | 0 | 0 | 2.167 | 0 | 12.7408 | 0 | 0 | 0 | 0 | 0 | 0 | 0 | 0
| 2036-06-24 19:00 | 1.6223 | 1.2279 | 0.73 | 0 | 4.9712 | 1.6324 | 1.016 | 12.6476 | 0 | 0 | 1.6148 | 0 | 12.0877 | 0 | 0 | 0 | 0 | 0 | 0 | 0 | 0
| 2036-06-24 19:30 | 1.665 | 1.2301 | 0.73 | 0 | 4.9712 | 1.2488 | 0.074461 | 12.5208 | 0 | 0 | 2.5164 | 0 | 11.6655 | 0 | 0 | 0 | 0 | 0 | 0 | 0 | 0
| 2036-06-24 20:00 | 1.6959 | 1.2271 | 0.73 | 0 | 4.9712 | 0.98 | 0.12926 | 12.5161 | 0 | 0 | 2.1548 | 0 | 11.1622 | 0 | 0 | 0 | 0 | 0 | 0 | 0 | 0
| 2036-06-24 20:30 | 1.7219 | 1.2273 | 0.73 | 0 | 4.9712 | 1.0999 | 0.08346 | 12.24 | 0 | 0 | 1.9494 | 0 | 11.0333 | 0 | 0 | 0 | 0 | 0 | 0 | 0 | 0
| 2036-06-24 21:00 | 1.7015 | 1.2198 | 0.73 | 0 | 4.9712 | 0.55492 | 0 | 12.6582 | 0 | 0 | 1.8013 | 0 | 10.24 | 0 | 0 | 0 | 0 | 0 | 0 | 0 | 0
| 2036-06-24 21:30 | 1.7893 | 1.2179 | 0.73 | 0 | 4.9887 | 0.36068 | 0.851 | 12.6825 | 0 | 0 | 0.34394 | 0 | 9.5668 | 0 | 0 | 0 | 0 | 0 | 0 | 0 | 0
| 2036-06-24 22:00 | 1.7473 | 1.2185 | 0.73 | 0 | 4.9887 | 0.50568 | 0.34995 | 12.4743 | 0 | 0 | 0.99266 | 0 | 9.8229 | 0 | 0 | 0 | 0 | 0 | 0 | 0 | 0
| 2036-06-24 22:30 | 1.7348 | 1.2185 | 0.73 | 0 | 4.9872 | 0.53108 | 0.206 | 12.3668 | 0 | 0 | 0.86216 | 0 | 9.5595 | 0 | 0 | 0 | 0 | 0 | 0 | 0 | 0
| 2036-06-24 23:00 | 1.7674 | 1.2185 | 0.73 | 0 | 4.8623 | 0.47571 | 0 | 12.0417 | 0 | 0 | 1.1219 | 0 | 9.4416 | 0 | 0 | 0 | 0 | 0 | 0 | 0 | 0
| 2036-06-24 23:30 | 1.7945 | 1.2182 | 0.73 | 0 | 4.7792 | 0.095 | 0.082 | 11.8888 | 0 | 0 | 1.2831 | 0 | 9.2735 | 0 | 0 | 0 | 0 | 0 | 0 | 0 | 0
| 2036-06-25 | 1.8269 | 1.2179 | 0.73 | 0 | 4.9872 | 0 | 0.22607 | 11.6623 | 0 | 0 | 0.6 | 0 | 8.839 | 0 | 0 | 0 | 0 | 0 | 0 | 0 | 0
| 2036-06-25 00:30 | 1.8309 | 1.2179 | 0.73 | 0 | 4.6312 | 0 | 0 | 11.583 | 0 | 0 | 0.85624 | 0 | 8.4633 | 0 | 0 | 0 | 0 | 0 | 0 | 0 | 0
| 2036-06-25 01:00 | 1.7511 | 1.2179 | 0.73 | 0 | 4.6312 | 0 | 0 | 11.3152 | 0 | 0 | 0.76985 | 0 | 8.2821 | 0 | 0 | 0 | 0 | 0 | 0 | 0 | 0
| 2036-06-25 01:30 | 1.7703 | 1.2182 | 0.73 | 0 | 4.8092 | 0 | 0 | 11.0092 | 0 | 0 | 0.46094 | 0 | 8.2 | 0 | 0 | 0 | 0 | 0 | 0 | 0 | 0
| 2036-06-25 02:00 | 1.6653 | 1.2179 | 0.73 | 0 | 4.543 | 0 | 0 | 11.1583 | 0 | 0 | 0.31533 | 0 | 7.6953 | 0 | 0 | 0 | 0 | 0 | 0 | 0 | 0
| 2036-06-25 02:30 | 1.643 | 1.2185 | 0.73 | 0 | 4.5112 | 0 | 0.20755 | 11.1869 | 0 | 0 | 0 | 0 | 7.5437 | 0 | 0 | 0 | 0 | 0 | 0 | 0 | 0
| 2036-06-25 03:00 | 1.7617 | 1.2182 | 0.73 | 0 | 4.5112 | 0 | 0 | 11.0621 | 0 | 0 | 0.15083 | 0 | 7.5867 | 0 | 0 | 0 | 0 | 0 | 0 | 0 | 0
| 2036-06-25 03:30 | 1.7754 | 1.2181 | 0.73 | 0 | 4.6312 | 0 | 0 | 11.1971 | 0 | 0 | 0.073427 | 0 | 7.6428 | 0 | 0 | 0 | 0 | 0 | 0 | 0 | 0
| 2036-06-25 04:00 | 1.7539 | 1.2188 | 0.73 | 0 | 4.6312 | 0 | 0 | 10.8047 | 0 | 0 | 0.12462 | 0 | 7.6707 | 0 | 0 | 0 | 0 | 0 | 0 | 0 | 0
| 2036-06-25 04:30 | 1.7515 | 1.2213 | 0.73 | 0 | 4.7372 | 0 | 0 | 10.5202 | 0 | 0 | 0.25 | 0 | 7.9141 | 0 | 0 | 0 | 0 | 0 | 0 | 0 | 0
| 2036-06-25 05:00 | 1.7002 | 1.224 | 0.73 | 0 | 4.8612 | 0 | 0 | 10.4468 | 0 | 0 | 0.64499 | 0 | 8.4205 | 0 | 0 | 0 | 0 | 0 | 0 | 0 | 0
| 2036-06-25 05:30 | 1.5794 | 1.2273 | 0.73 | 0 | 4.8032 | 0 | 0 | 10.441 | 0 | 0 | 1.3896 | 0 | 9.0013 | 0 | 0 | 0 | 0 | 0 | 0 | 0 | 0
| 2036-06-25 06:00 | 1.5754 | 1.2402 | 0.73 | 0 | 4.9812 | 0.095 | 0 | 10.623 | 0 | 0 | 1.8893 | 0 | 9.7852 | 0 | 0 | 0 | 0 | 0 | 0 | 0 | 0
| 2036-06-25 06:30 | 1.5072 | 1.2589 | 0.73 | 0 | 5.3339 | 0.1822 | 0.41297 | 10.6219 | 0 | 0 | 2.2061 | 0 | 10.9914 | 0 | 0 | 0 | 0 | 0 | 0 | 0 | 0
| 2036-06-25 07:00 | 1.4372 | 1.3064 | 0.73 | 0 | 4.9998 | 0.84295 | 0 | 10.524 | 0.57621 | 0.555 | 2.4457 | 0 | 11.049 | 0 | 0 | 0 | 0 | 0 | 0 | 0 | 0
| 2036-06-25 07:30 | 1.2978 | 1.4103 | 0.73 | 0 | 4.9976 | 0.60658 | 0 | 10.4374 | 2.6495 | 1.411 | 1.1973 | 0 | 9.5074 | 0 | 0 | 0 | 0 | 0 | 0 | 0 | 0
| 2036-06-25 08:00 | 1.3049 | 1.4195 | 0.73 | 0 | 3.8401 | 0.095 | 0 | 9.6093 | 5.2241 | 3.294 | 0.066849 | 0 | 6.7549 | 0 | 0 | 0 | 0 | 0 | 0 | 0 | 0
| 2036-06-25 08:30 | 1.3849 | 1.3894 | 0.73 | 0 | 2.8069 | 0 | 0 | 9.1636 | 8.4885 | 5.246 | 0 | 0 | 3.3107 | -1.0679 | 1.0679 | -1.2252 | 1.2252 | 0 | 0 | 0 | 0
| 2036-06-25 09:00 | 1.1724 | 1.4565 | 0.73 | 0 | 2.8069 | 0 | 0 | 8.4468 | 10.167 | 6.857 | 0 | 0 | 1.7333 | -2.2639 | 2.2639 | -1.4885 | 1.4885 | 0 | 0 | 0 | 0
| 2036-06-25 09:30 | 1.315 | 1.5327 | 0.73 | 0 | 2.7479 | 0 | 0 | 7.8684 | 10.4432 | 7.926 | 0 | 0 | 1.6923 | -2.238 | 2.238 | -1.7256 | 1.7256 | 0 | 0 | 0 | 0
| 2036-06-25 10:00 | 1.3596 | 1.5809 | 0.73 | 0 | 2.2969 | 0 | 0 | 8.2844 | 10.5966 | 8.833 | 0 | 0 | 0.96322 | -2.238 | 2.238 | -2.1213 | 2.1213 | 0 | 0 | 0 | 0
| 2036-06-25 10:30 | 1.1724 | 1.5944 | 0.73 | 0 | 2.5835 | 0 | 0 | 8.5695 | 10.8771 | 9.616 | 0 | 0 | 0.22752 | -2.238 | 2.238 | -2.9616 | 2.9616 | 0 | 0 | 0 | 0
| 2036-06-25 11:00 | 1.1724 | 1.5855 | 0.73 | 0 | 2.4223 | 0 | 0 | 8.4302 | 11.7487 | 9.988 | 0 | 0 | -0.60021 | -2.5439 | 2.5439 | -3.3264 | 3.3264 | 0 | 0 | 0 | 0
| 2036-06-25 11:30 | 1.1724 | 1.5814 | 0.73 | 0 | 1.938 | 0 | 0 | 8.5013 | 12.4754 | 10.181 | 0 | 0 | -1.5339 | -2.838 | 2.838 | -3.5624 | 3.5624 | 0 | 0 | 0 | 0
25/6/2036 | 2036-06-25 12:00 | 1.2277 | 1.5799 | 0.73 | 0 | 2.0049 | 0 | 0 | 8.2354 | 12.3602 | 9.631 | 0 | 0 | -0.98784 | -2.838 | 2.838 | -3.1309 | 3.1309 | 0 | 0 | 0 | 0
| 2036-06-25 12:30 | 1.1115 | 1.5915 | 0.73 | 0 | 2.7479 | 0 | 0 | 8.0929 | 12.1166 | 8.844 | 0 | 0 | -0.44787 | -2.838 | 2.838 | -3.1969 | 3.1969 | 0 | 0 | 0 | 0
| 2036-06-25 13:00 | 1.1724 | 1.6028 | 0.73 | 0 | 2.7479 | 0 | 0 | 7.9703 | 11.9734 | 8.199 | 0 | 0 | -0.098016 | -2.5151 | 2.5151 | -3.2101 | 3.2101 | 0 | 0 | 0 | 0
| 2036-06-25 13:30 | 1.3492 | 1.611 | 0.73 | 0 | 2.2794 | 0 | 0 | 8.0488 | 11.8369 | 7.594 | 0 | 0 | -0.021081 | -2.438 | 2.438 | -2.9278 | 2.9278 | 0 | 0 | 0 | 0
| 2036-06-25 14:00 | 1.2621 | 1.6188 | 0.73 | 0 | 2.2794 | 0 | 0 | 7.7803 | 11.9391 | 6.749 | 0 | 0 | 0.34226 | -2.2718 | 2.2718 | -2.6464 | 2.6464 | 0 | 0 | 0 | 0
| 2036-06-25 14:30 | 1.0754 | 1.6272 | 0.73 | 0 | 2.7304 | 0 | 0 | 7.6231 | 12.0691 | 5.831 | 0 | 0 | 0.91853 | -2.3407 | 2.3407 | -2.258 | 2.258 | 0 | 0 | 0 | 0
| 2036-06-25 15:00 | 1.1724 | 1.6461 | 0.73 | 0 | 2.5385 | 0 | 0 | 7.9186 | 12.2563 | 4.976 | 0 | 0 | 0.85981 | -2.638 | 2.638 | -1.9457 | 1.9457 | 0 | 0 | 0 | 0
| 2036-06-25 15:30 | 1.3619 | 1.4891 | 0.73 | 0 | 2.7894 | 0 | 0 | 8.4358 | 8.4729 | 3.913 | 0 | 0 | 4.5189 | -1.0429 | 1.0429 | -0.094973 | 0.094973 | 0 | 0 | 0 | 0
| 2036-06-25 16:00 | 1.5428 | 1.3645 | 0.73 | 0 | 4.3753 | 0 | 0 | 8.3008 | 6.214 | 2.599 | 0 | 0 | 7.2815 | 0 | 0 | 0 | 0 | 0 | 0 | 0 | 0
| 2036-06-25 16:30 | 1.4663 | 1.3071 | 0.73 | 0 | 5.734 | 1.6505 | 0 | 8.2085 | 2.098 | 1.27 | 2.573 | 0 | 12.7767 | 0 | 0 | 0 | 0 | 0 | 0 | 0 | 0
| 2036-06-25 17:00 | 1.3237 | 1.2722 | 0.73 | 0 | 6.2633 | 2.531 | 0.03489 | 8.3666 | 0.33907 | 0.567 | 3.9399 | 0 | 15.3906 | 0 | 0 | 0 | 0 | 0 | 0 | 0 | 0
| 2036-06-25 17:30 | 1.2801 | 1.2491 | 0.73 | 0 | 6.7221 | 2.0857 | 0.082 | 8.874 | 0.0063322 | 0.107 | 4.7229 | 0 | 16.193 | 0 | 0 | 0 | 0 | 0 | 0 | 0 | 0
| 2036-06-25 18:00 | 1.3429 | 1.2475 | 0.73 | 0 | 6.6143 | 2.5824 | 0 | 9.0516 | 0 | 0 | 4.2711 | 0 | 16.1697 | 0 | 0 | 0 | 0 | 0 | 0 | 0 | 0
| 2036-06-25 18:30 | 1.3673 | 1.2497 | 0.73 | 0 | 6.4288 | 2.548 | 0.041 | 9.3886 | 0 | 0 | 3.8563 | 0 | 15.5926 | 0 | 0 | 0 | 0 | 0 | 0 | 0 | 0
| 2036-06-25 19:00 | 1.3345 | 1.2673 | 0.73 | 0 | 6.2497 | 2.548 | 0 | 9.2955 | 0 | 0 | 3.7084 | 0 | 15.2098 | 0 | 0 | 0 | 0 | 0 | 0 | 0 | 0
| 2036-06-25 19:30 | 1.371 | 1.2847 | 0.73 | 0 | 5.3983 | 2.548 | 0 | 9.4998 | 0 | 0 | 3.7962 | 0 | 14.5015 | 0 | 0 | 0 | 0 | 0 | 0 | 0 | 0
| 2036-06-25 20:00 | 1.4547 | 1.2888 | 0.73 | 0 | 5.821 | 2.616 | 0.042914 | 9.3248 | 0 | 0 | 3.023 | 0 | 14.3275 | 0 | 0 | 0 | 0 | 0 | 0 | 0 | 0
| 2036-06-25 20:30 | 1.4331 | 1.2913 | 0.73 | 0 | 5.527 | 2.435 | 0.60925 | 9.3626 | 0 | 0 | 2.3778 | 0 | 13.7826 | 0 | 0 | 0 | 0 | 0 | 0 | 0 | 0
| 2036-06-25 21:00 | 1.5219 | 1.3017 | 0.73 | 0 | 5.0728 | 2.735 | 0 | 8.909 | 0 | 0 | 3.0242 | 0 | 13.7752 | 0 | 0 | 0 | 0 | 0 | 0 | 0 | 0
| 2036-06-25 21:30 | 1.5543 | 1.3251 | 0.73 | 0 | 4.908 | 2.531 | 0 | 9.2167 | 0 | 0 | 2.4601 | 0 | 12.8786 | 0 | 0 | 0 | 0 | 0 | 0 | 0 | 0
| 2036-06-25 22:00 | 1.5796 | 1.3299 | 0.73 | 0 | 4.9652 | 2.231 | 0.075098 | 9.1304 | 0 | 0 | 2.4913 | 0 | 12.7859 | 0 | 0 | 0 | 0 | 0 | 0 | 0 | 0
| 2036-06-25 22:30 | 1.5796 | 1.3366 | 0.73 | 0 | 4.7872 | 1.71 | 0.041 | 9.1686 | 0 | 0 | 2.6585 | 0 | 12.2237 | 0 | 0 | 0 | 0 | 0 | 0 | 0 | 0
| 2036-06-25 23:00 | 1.639 | 1.3281 | 0.73 | 0 | 4.9652 | 1.5007 | 0.011061 | 8.6115 | 0 | 0 | 2.9377 | 0 | 12.5308 | 0 | 0 | 0 | 0 | 0 | 0 | 0 | 0
| 2036-06-25 23:30 | 1.6954 | 1.3229 | 0.73 | 0 | 4.9652 | 1.6 | 0 | 8.9776 | 0 | 0 | 2.0577 | 0 | 11.7807 | 0 | 0 | 0 | 0 | 0 | 0 | 0 | 0
| 2036-06-26 | 1.7754 | 1.3258 | 0.73 | 0 | 5.4523 | 1.6493 | 0 | 8.9157 | 0 | 0 | 1.0481 | 0 | 11.2685 | 0 | 0 | 0 | 0 | 0 | 0 | 0 | 0
| 2036-06-26 00:30 | 1.7978 | 1.3266 | 0.73 | 0 | 5.0746 | 1.3986 | 0 | 8.8979 | 0 | 0 | 1.3143 | 0 | 10.9524 | 0 | 0 | 0 | 0 | 0 | 0 | 0 | 0
| 2036-06-26 01:00 | 1.9343 | 1.3159 | 0.73 | 0 | 4.9569 | 1.2163 | 0 | 9.0133 | 0 | 0 | 0.83272 | 0 | 10.313 | 0 | 0 | 0 | 0 | 0 | 0 | 0 | 0
| 2036-06-26 01:30 | 1.9348 | 1.3212 | 0.73 | 0 | 4.7806 | 0.50335 | 0 | 9.0019 | 0 | 0 | 1.1122 | 0 | 9.8053 | 0 | 0 | 0 | 0 | 0 | 0 | 0 | 0
| 2036-06-26 02:00 | 1.9418 | 1.3213 | 0.73 | 0 | 4.7481 | 0.68803 | 0 | 8.9728 | 0 | 0 | 0.56845 | 0 | 9.4405 | 0 | 0 | 0 | 0 | 0 | 0 | 0 | 0
| 2036-06-26 02:30 | 1.8857 | 1.3154 | 0.73 | 0 | 4.8122 | 0.37775 | 0 | 8.7057 | 0 | 0 | 0.62559 | 0 | 9.2206 | 0 | 0 | 0 | 0 | 0 | 0 | 0 | 0
| 2036-06-26 03:00 | 1.8745 | 1.326 | 0.73 | 0 | 4.7306 | 0.4465 | 0 | 8.7209 | 0 | 0 | 0.39078 | 0 | 8.9654 | 0 | 0 | 0 | 0 | 0 | 0 | 0 | 0
| 2036-06-26 03:30 | 1.8592 | 1.3307 | 0.73 | 0 | 4.7306 | 0.72448 | 0 | 8.3965 | 0 | 0 | 0.32342 | 0 | 9.1658 | 0 | 0 | 0 | 0 | 0 | 0 | 0 | 0
| 2036-06-26 04:00 | 1.8946 | 1.3291 | 0.73 | 0 | 4.7261 | 0.55596 | 0 | 8.7212 | 0 | 0 | 0.038277 | 0 | 8.7541 | 0 | 0 | 0 | 0 | 0 | 0 | 0 | 0
| 2036-06-26 04:30 | 1.9607 | 1.3159 | 0.73 | 0 | 4.7908 | 0.39441 | 0 | 8.6797 | 0 | 0 | 0.18504 | 0 | 8.8605 | 0 | 0 | 0 | 0 | 0 | 0 | 0 | 0
| 2036-06-26 05:00 | 1.8344 | 1.3139 | 0.73 | 0 | 5.477 | 0.3583 | 0 | 8.8517 | 0 | 0 | 0 | 0 | 9.1946 | 0 | 0 | 0 | 0 | 0 | 0 | 0 | 0
| 2036-06-26 05:30 | 1.6703 | 1.3002 | 0.73 | 0 | 6.3276 | 0.32651 | 0 | 9.0217 | 0 | 0 | 0.15682 | 0 | 9.9495 | 0 | 0 | 0 | 0 | 0 | 0 | 0 | 0
| 2036-06-26 06:00 | 1.7028 | 1.2989 | 0.73 | 0 | 6.1364 | 1.347 | 0 | 8.835 | 0 | 0 | 0.69348 | 0 | 11.2603 | 0 | 0 | 0 | 0 | 0 | 0 | 0 | 0
| 2036-06-26 06:30 | 1.6095 | 1.2919 | 0.73 | 0 | 6.7714 | 1.8875 | 0 | 8.576 | 0 | 0 | 1.3792 | 0 | 12.9213 | 0 | 0 | 0 | 0 | 0 | 0 | 0 | 0
| 2036-06-26 07:00 | 1.5796 | 1.3037 | 0.73 | 0 | 6.7245 | 2.3192 | 0 | 8.9065 | 0.5273 | 0.832 | 0.59097 | 0 | 12.5184 | 0 | 0 | 0 | 0 | 0 | 0 | 0 | 0
| 2036-06-26 07:30 | 1.9868 | 1.3299 | 0.73 | 0 | 6.8176 | 0.39073 | 0 | 8.9457 | 2.4548 | 2.018 | 0.19914 | 0 | 10.8219 | 0 | 0 | 0 | 0 | 0 | 0 | 0 | 0
| 2036-06-26 08:00 | 1.4179 | 1.4601 | 0.73 | 0 | 2.8065 | 0 | 0 | 8.5231 | 7.7106 | 4.272 | 0 | 0 | 4.8876 | -0.24 | 0.24 | -0.58594 | 0.58594 | 0 | 0 | 0 | 0
| 2036-06-26 08:30 | 1.249 | 1.6294 | 0.73 | 0 | 2.2305 | 0 | 0 | 8.5515 | 14.3749 | 6.591 | 0 | 0 | -2.5277 | -3.0938 | 3.0938 | -4.4811 | 4.4811 | 0 | 0 | 0 | 0
| 2036-06-26 09:00 | 0.7652 | 1.65 | 0.73 | 0 | 2.0772 | 0 | 0 | 7.2605 | 16.7062 | 9.179 | 0 | 0 | -5.4513 | -3.315 | 3.315 | -6.6983 | 6.6983 | 0 | 0 | 0 | 0
| 2036-06-26 09:30 | 0.91355 | 1.6488 | 0.73 | 0 | 1.551 | 0 | 0 | 6.3402 | 16.9471 | 11.298 | 0 | 0 | -6.2736 | -3.315 | 3.315 | -7.1614 | 7.1614 | 0 | 0 | 0 | 0
| 2036-06-26 10:00 | 0.90578 | 1.629 | 0.73 | 0 | 1.551 | 0 | 0 | 5.8649 | 17.011 | 12.75 | 0 | 0 | -6.6482 | -3.315 | 3.315 | -7.5833 | 7.5833 | 0 | 0 | 0 | 0
| 2036-06-26 10:30 | 0.7652 | 1.6131 | 0.73 | 0 | 1.551 | 0 | 0 | 5.9696 | 17.0884 | 14.013 | 0 | 0 | -7.3304 | -3.315 | 3.315 | -8.0555 | 8.0555 | 0 | 0 | 0 | 0
| 2036-06-26 11:00 | 0.7652 | 1.5446 | 0.73 | 0 | 1.9845 | 0 | 0 | 5.6665 | 16.5341 | 14.211 | 0 | 0 | -6.3048 | -3.2853 | 3.2853 | -7.4784 | 7.4784 | 0 | 0 | 0 | 0
| 2036-06-26 11:30 | 0.7652 | 1.4843 | 0.73 | 0 | 1.9845 | 0 | 0 | 5.6792 | 16.117 | 14.078 | 0 | 0 | -6.0545 | -3.315 | 3.315 | -7.1836 | 7.1836 | 0 | 0 | 0 | 0
26/6/2036 | 2036-06-26 12:00 | 0.7652 | 1.4683 | 0.59386 | 0 | 1.5335 | 0 | 0 | 5.6361 | 15.848 | 13.873 | 0 | 0 | -5.8774 | -3.115 | 3.115 | -6.6111 | 6.6111 | 0 | 0 | 0 | 0
| 2036-06-26 12:30 | 0.7652 | 1.4663 | 0.59386 | 0 | 1.5335 | 0 | 0 | 5.4121 | 16.0704 | 13.638 | 0 | 0 | -5.9118 | -3.315 | 3.315 | -6.4534 | 6.4534 | 0 | 0 | 0 | 0
| 2036-06-26 13:00 | 0.7652 | 1.5221 | 0.59386 | 0 | 1.5335 | 0 | 0 | 5.2227 | 16.5854 | 13.272 | 0 | 0 | -6.2065 | -3.315 | 3.315 | -6.8072 | 6.8072 | 0 | 0 | 0 | 0
| 2036-06-26 13:30 | 0.2941 | 1.6077 | 0.59386 | 0 | 1.3723 | 0 | 0 | 5.7736 | 17.3387 | 12.794 | 0 | 0 | -7.5946 | -3.315 | 3.315 | -7.6438 | 7.6438 | 0 | 0 | 0 | 0
| 2036-06-26 14:00 | 0.27527 | 1.583 | 0.59386 | 0 | 1.2415 | 0 | 0 | 5.7137 | 17.4099 | 11.913 | 0 | 0 | -7.466 | -3.315 | 3.315 | -7.314 | 7.314 | 0 | 0 | 0 | 0
| 2036-06-26 14:30 | 0.25386 | 1.5081 | 0.59386 | 0 | 0.98394 | 0 | 0 | 5.855 | 17.2226 | 10.866 | 0 | 0 | -7.1368 | -3.315 | 3.315 | -6.6894 | 6.6894 | 0 | 0 | 0 | 0
| 2036-06-26 15:00 | 0.29683 | 1.5282 | 0.59386 | 0 | 1.5957 | 0 | 0 | 5.3684 | 17.3567 | 9.382 | 0 | 0 | -5.7785 | -3.315 | 3.315 | -5.9821 | 5.9821 | 0 | 0 | 0 | 0
| 2036-06-26 15:30 | 1.5796 | 1.4243 | 0.59386 | 0 | 2.6541 | 0 | 0 | 4.5441 | 11.7398 | 7.409 | 0 | 0 | 1.8487 | -2.0038 | 2.0038 | -1.9574 | 1.9574 | 0 | 0 | 0 | 0
| 2036-06-26 16:00 | 1.8275 | 1.3016 | 0.59386 | 0 | 3.8298 | 0 | 0 | 4.704 | 8.2964 | 4.666 | 0 | 0 | 6.9429 | 0 | 0 | 0 | 0 | 0 | 0 | 0 | 0
| 2036-06-26 16:30 | 2.094 | 1.2336 | 0.59386 | 0 | 6.9008 | 2.4969 | 0.45818 | 4.5556 | 2.4765 | 1.935 | 2.4068 | 0 | 15.5452 | 0 | 0 | 0 | 0 | 0 | 0 | 0 | 0
| 2036-06-26 17:00 | 2.094 | 1.2332 | 0.59386 | 0 | 7.1188 | 2.263 | 0.70665 | 5.8104 | 0.3579 | 0.737 | 4.5071 | 0 | 17.927 | 0 | 0 | 0 | 0 | 0 | 0 | 0 | 0
| 2036-06-26 17:30 | 1.9868 | 1.2406 | 0.59386 | 0 | 7.1188 | 3.148 | 0.851 | 7.1939 | 0.0066284 | 0.138 | 3.6434 | 0 | 17.9357 | 0 | 0 | 0 | 0 | 0 | 0 | 0 | 0
| 2036-06-26 18:00 | 1.9868 | 1.2439 | 0.59386 | 0 | 7.1188 | 2.656 | 1.057 | 7.7434 | 0 | 0 | 3.7215 | 0 | 17.6999 | 0 | 0 | 0 | 0 | 0 | 0 | 0 | 0
| 2036-06-26 18:30 | 1.9093 | 1.2469 | 0.59386 | 0 | 7.1188 | 1.6156 | 1.2965 | 8.0655 | 0 | 0 | 3.8643 | 0 | 16.9678 | 0 | 0 | 0 | 0 | 0 | 0 | 0 | 0
| 2036-06-26 19:00 | 1.9225 | 1.2512 | 0.59386 | 0 | 7.0358 | 1.8963 | 1.0092 | 8.0358 | 0 | 0 | 3.4585 | 0 | 16.4825 | 0 | 0 | 0 | 0 | 0 | 0 | 0 | 0
| 2036-06-26 19:30 | 1.9618 | 1.2574 | 0.59386 | 0 | 7.1014 | 1.8291 | 0.4865 | 8.041 | 0 | 0 | 3.9272 | 0 | 16.4673 | 0 | 0 | 0 | 0 | 0 | 0 | 0 | 0
| 2036-06-26 20:00 | 1.9554 | 1.2571 | 0.59386 | 0 | 7.075 | 1.5212 | 0.363 | 8.3335 | 0 | 0 | 3.8293 | 0 | 15.8947 | 0 | 0 | 0 | 0 | 0 | 0 | 0 | 0
| 2036-06-26 20:30 | 1.9868 | 1.2531 | 0.59386 | 0 | 7.1188 | 1.1464 | 1.2965 | 8.7027 | 0 | 0 | 2.4165 | 0 | 15.1006 | 0 | 0 | 0 | 0 | 0 | 0 | 0 | 0
| 2036-06-26 21:00 | 1.9868 | 1.2366 | 0.59386 | 0 | 6.9979 | 1.093 | 0.851 | 8.6952 | 0 | 0 | 2.2944 | 0 | 14.3541 | 0 | 0 | 0 | 0 | 0 | 0 | 0 | 0
| 2036-06-26 21:30 | 1.9935 | 1.2257 | 0.59386 | 0 | 6.445 | 1.076 | 0.011626 | 8.7315 | 0 | 0 | 3.0838 | 0 | 13.6968 | 0 | 0 | 0 | 0 | 0 | 0 | 0 | 0
| 2036-06-26 22:00 | 2.0009 | 1.2232 | 0.59386 | 0 | 6.4755 | 1.508 | 0.056932 | 8.4935 | 0 | 0 | 2.6888 | 0 | 13.7817 | 0 | 0 | 0 | 0 | 0 | 0 | 0 | 0
| 2036-06-26 22:30 | 2.0194 | 1.2213 | 0.59386 | 0 | 6.4838 | 1.076 | 0.0825 | 8.2528 | 0 | 0 | 2.6279 | 0 | 13.3885 | 0 | 0 | 0 | 0 | 0 | 0 | 0 | 0
| 2036-06-26 23:00 | 2.048 | 1.2215 | 0.59386 | 0 | 5.2445 | 1.0753 | 0.53824 | 9.1871 | 0 | 0 | 2.3386 | 0 | 12.2932 | 0 | 0 | 0 | 0 | 0 | 0 | 0 | 0
| 2036-06-26 23:30 | 2.094 | 1.2214 | 0.59386 | 0 | 5.0043 | 1.321 | 0.1235 | 9.3118 | 0 | 0 | 2.3447 | 0 | 11.9225 | 0 | 0 | 0 | 0 | 0 | 0 | 0 | 0
| 2036-06-27 | 2.094 | 1.222 | 0.59386 | 0 | 5.0302 | 0.59684 | 0.63898 | 9.5317 | 0 | 0 | 1.7771 | 0 | 11.2636 | 0 | 0 | 0 | 0 | 0 | 0 | 0 | 0
| 2036-06-27 00:30 | 1.9608 | 1.222 | 0.59386 | 0 | 5.0318 | 0.664 | 0 | 9.6266 | 0 | 0 | 2.1499 | 0 | 10.9277 | 0 | 0 | 0 | 0 | 0 | 0 | 0 | 0
| 2036-06-27 01:00 | 1.8997 | 1.224 | 0.59386 | 0 | 5.0318 | 0.664 | 0 | 9.5537 | 0 | 0 | 1.9591 | 0 | 10.6906 | 0 | 0 | 0 | 0 | 0 | 0 | 0 | 0
| 2036-06-27 01:30 | 1.9261 | 1.2273 | 0.59386 | 0 | 5.0318 | 0.292 | 0 | 9.4799 | 0 | 0 | 1.8599 | 0 | 10.2904 | 0 | 0 | 0 | 0 | 0 | 0 | 0 | 0
| 2036-06-27 02:00 | 2.0307 | 1.2274 | 0.59386 | 0 | 5.0318 | 0.43538 | 0.041 | 9.3542 | 0 | 0 | 1.3811 | 0 | 10.0861 | 0 | 0 | 0 | 0 | 0 | 0 | 0 | 0
| 2036-06-27 02:30 | 2.094 | 1.2287 | 0.59386 | 0 | 5.0909 | 0.52588 | 0 | 9.0175 | 0 | 0 | 1.3474 | 0 | 10.2408 | 0 | 0 | 0 | 0 | 0 | 0 | 0 | 0
| 2036-06-27 03:00 | 2.094 | 1.2248 | 0.59386 | 0 | 5.0318 | 0.35573 | 0 | 8.9588 | 0 | 0 | 1.3882 | 0 | 10.0675 | 0 | 0 | 0 | 0 | 0 | 0 | 0 | 0
| 2036-06-27 03:30 | 2.094 | 1.2218 | 0.59386 | 0 | 5.3222 | 0.49249 | 0 | 8.3757 | 0 | 0 | 1.3973 | 0 | 10.5066 | 0 | 0 | 0 | 0 | 0 | 0 | 0 | 0
| 2036-06-27 04:00 | 1.9913 | 1.2232 | 0.59386 | 0 | 5.0318 | 0.14479 | 0 | 9.067 | 0 | 0 | 1.4103 | 0 | 9.7712 | 0 | 0 | 0 | 0 | 0 | 0 | 0 | 0
| 2036-06-27 04:30 | 1.844 | 1.2265 | 0.59386 | 0 | 5.0318 | 0.40093 | 0.041 | 9.0284 | 0 | 0 | 1.3752 | 0 | 9.8649 | 0 | 0 | 0 | 0 | 0 | 0 | 0 | 0
| 2036-06-27 05:00 | 1.8037 | 1.2285 | 0.59386 | 0 | 5.0318 | 0.687 | 0 | 9.132 | 0 | 0 | 1.588 | 0 | 10.2783 | 0 | 0 | 0 | 0 | 0 | 0 | 0 | 0
| 2036-06-27 05:30 | 1.7482 | 1.2286 | 0.59386 | 0 | 5.1544 | 0.43712 | 0 | 9.3023 | 0 | 0 | 2.3643 | 0 | 10.855 | 0 | 0 | 0 | 0 | 0 | 0 | 0 | 0
| 2036-06-27 06:00 | 1.6508 | 1.2341 | 0.59386 | 0 | 5.5073 | 0.49535 | 0.50332 | 9.3381 | 0 | 0 | 2.6091 | 0 | 11.8972 | 0 | 0 | 0 | 0 | 0 | 0 | 0 | 0
| 2036-06-27 06:30 | 1.5846 | 1.2358 | 0.59386 | 0 | 6.0842 | 0.784 | 0.851 | 9.4347 | 0 | 0 | 2.8613 | 0 | 13.1936 | 0 | 0 | 0 | 0 | 0 | 0 | 0 | 0
| 2036-06-27 07:00 | 1.4142 | 1.2758 | 0.59386 | 0 | 6.6226 | 0.704 | 0.81 | 9.3397 | 0.74235 | 0.94 | 2.5717 | 0 | 13.2172 | 0 | 0 | 0 | 0 | 0 | 0 | 0 | 0
| 2036-06-27 07:30 | 1.3123 | 1.3096 | 0.59386 | 0 | 7.0862 | 0.44978 | 0.010553 | 9.2086 | 3.2575 | 2.248 | 1.1497 | 0 | 11.0742 | 0 | 0 | 0 | 0 | 0 | 0 | 0 | 0
| 2036-06-27 08:00 | 1.4675 | 1.4681 | 0.59386 | 0 | 2.7935 | 0.026839 | 0 | 8.8568 | 8.0638 | 4.22 | 0 | 0 | 5.5826 | 0 | 0 | 0 | 0 | 0 | 0 | 0 | 0
| 2036-06-27 08:30 | 1.4995 | 1.65 | 0.59386 | 0 | 2.5753 | 0 | 0 | 8.701 | 14.3096 | 6.145 | 0 | 0 | -0.86216 | -3.093 | 3.093 | -3.2685 | 3.2685 | 0 | 0 | 0 | 0
| 2036-06-27 09:00 | 1.1986 | 1.65 | 0.59386 | 0 | 2.4553 | 0 | 0 | 8.015 | 15.7463 | 7.554 | 0 | 0 | -2.3969 | -3.0945 | 3.0945 | -4.3948 | 4.3948 | 0 | 0 | 0 | 0
| 2036-06-27 09:30 | 1.4453 | 1.65 | 0.59386 | 0 | 2.4553 | 0 | 0 | 7.565 | 16.5597 | 8.665 | 0 | 0 | -3.5091 | -3.315 | 3.315 | -5.5913 | 5.5913 | 0 | 0 | 0 | 0
| 2036-06-27 10:00 | 1.4703 | 1.6323 | 0.59386 | 0 | 2.1633 | 0 | 0 | 7.2956 | 16.5305 | 9.82 | 0 | 0 | -4.3489 | -3.315 | 3.315 | -6.1814 | 6.1814 | 0 | 0 | 0 | 0
| 2036-06-27 10:30 | 1.4882 | 1.6164 | 0.59386 | 0 | 2.1633 | 0 | 0 | 6.9599 | 16.6267 | 10.984 | 0 | 0 | -5.1624 | -3.315 | 3.315 | -7.0011 | 7.0011 | 0 | 0 | 0 | 0
| 2036-06-27 11:00 | 1.5796 | 1.5986 | 0.59386 | 0 | 2.4553 | 0 | 0 | 7.042 | 16.4135 | 11.772 | 0 | 0 | -5.6574 | -3.315 | 3.315 | -7.8633 | 7.8633 | 0 | 0 | 0 | 0
| 2036-06-27 11:30 | 1.5796 | 1.5906 | 0.59386 | 0 | 2.1633 | 0 | 0 | 7.2752 | 16.439 | 12.432 | 0 | 0 | -6.366 | -3.315 | 3.315 | -8.3738 | 8.3738 | 0 | 0 | 0 | 0
27/6/2036 | 2036-06-27 12:00 | 1.5592 | 1.5891 | 0.73 | 0 | 2.2317 | 0 | 0 | 7.3307 | 16.1703 | 12.346 | 0 | 0 | -6.2818 | -3.311 | 3.311 | -8.4031 | 8.4031 | 0 | 0 | 0 | 0
| 2036-06-27 12:30 | 1.5796 | 1.6002 | 0.73 | 0 | 2.1633 | 0 | 0 | 7.347 | 16.1828 | 12.038 | 0 | 0 | -6.3127 | -3.315 | 3.315 | -8.3798 | 8.3798 | 0 | 0 | 0 | 0
| 2036-06-27 13:00 | 1.5796 | 1.6113 | 0.73 | 0 | 2.4553 | 0 | 0 | 7.2372 | 16.6494 | 11.727 | 0 | 0 | -6.5415 | -3.315 | 3.315 | -8.956 | 8.956 | 0 | 0 | 0 | 0
| 2036-06-27 13:30 | 1.6094 | 1.6276 | 0.73 | 0 | 2.4553 | 0 | 0 | 7.1312 | 17.4736 | 11.305 | 0 | 0 | -7.2607 | -3.315 | 3.315 | -9.6463 | 9.6463 | 0 | 0 | 0 | 0
| 2036-06-27 14:00 | 1.5962 | 1.6412 | 0.73 | 0 | 2.4553 | 0 | 0 | 7.1018 | 17.8409 | 10.409 | 0 | 0 | -7.4425 | -3.315 | 3.315 | -9.7916 | 9.7916 | 0 | 0 | 0 | 0
| 2036-06-27 14:30 | 1.5796 | 1.65 | 0.73 | 0 | 2.4553 | 0 | 0 | 6.8805 | 18.0341 | 9.298 | 0 | 0 | -7.0843 | -3.315 | 3.315 | -9.4516 | 9.4516 | 0 | 0 | 0 | 0
| 2036-06-27 15:00 | 1.4975 | 1.643 | 0.73 | 0 | 2.4553 | 0 | 0 | 6.7441 | 17.6389 | 7.923 | 0 | 0 | -5.7498 | -3.315 | 3.315 | -8.0588 | 8.0588 | 0 | 0 | 0 | 0
| 2036-06-27 15:30 | 1.7373 | 1.443 | 0.73 | 0 | 2.4553 | 0 | 0 | 6.6029 | 11.3271 | 6.123 | 0 | 0 | 1.2063 | -2.3519 | 2.3519 | -2.292 | 2.292 | 0 | 0 | 0 | 0
| 2036-06-27 16:00 | 1.9689 | 1.2902 | 0.73 | 0 | 3.3035 | 0 | 0 | 6.6416 | 7.7662 | 3.678 | 0 | 0 | 6.6375 | 0 | 0 | 0 | 0 | 0 | 0 | 0 | 0
| 2036-06-27 16:30 | 1.986 | 1.2273 | 0.73 | 0 | 7.2984 | 1.605 | 0.19784 | 6.8008 | 2.2484 | 1.313 | 2.2075 | 0 | 14.4822 | 0 | 0 | 0 | 0 | 0 | 0 | 0 | 0
| 2036-06-27 17:00 | 1.9221 | 1.2211 | 0.73 | 0 | 7.3695 | 2.4427 | 1.263 | 7.2795 | 0.35195 | 0.435 | 3.4358 | 0 | 17.6188 | 0 | 0 | 0 | 0 | 0 | 0 | 0 | 0
| 2036-06-27 17:30 | 1.8605 | 1.2224 | 0.73 | 0 | 7.3149 | 2.5292 | 0.5355 | 7.8139 | 0.0077449 | 0.077 | 4.6591 | 0 | 18.0827 | 0 | 0 | 0 | 0 | 0 | 0 | 0 | 0
| 2036-06-27 18:00 | 1.7898 | 1.223 | 0.73 | 0 | 7.2984 | 1.9724 | 0.734 | 7.9722 | 0 | 0 | 5.0481 | 0 | 18.0411 | 0 | 0 | 0 | 0 | 0 | 0 | 0 | 0
| 2036-06-27 18:30 | 1.8319 | 1.2238 | 0.73 | 0 | 7.2984 | 1.7638 | 0.775 | 8.2965 | 0 | 0 | 4.7179 | 0 | 17.5618 | 0 | 0 | 0 | 0 | 0 | 0 | 0 | 0
| 2036-06-27 19:00 | 1.7562 | 1.2236 | 0.73 | 0 | 7.2984 | 1.406 | 1.626 | 8.5668 | 0 | 0 | 3.7642 | 0 | 17.0445 | 0 | 0 | 0 | 0 | 0 | 0 | 0 | 0
| 2036-06-27 19:30 | 1.8284 | 1.2237 | 0.73 | 0 | 7.3284 | 1.2138 | 0.84801 | 8.7641 | 0 | 0 | 4.1776 | 0 | 16.5402 | 0 | 0 | 0 | 0 | 0 | 0 | 0 | 0
| 2036-06-27 20:00 | 1.8505 | 1.2253 | 0.73 | 0 | 7.1634 | 0.784 | 0.8575 | 8.937 | 0 | 0 | 4.2263 | 0 | 16.0323 | 0 | 0 | 0 | 0 | 0 | 0 | 0 | 0
| 2036-06-27 20:30 | 1.8278 | 1.2313 | 0.73 | 0 | 6.8128 | 1.076 | 0.5355 | 9.0729 | 0 | 0 | 3.9827 | 0 | 15.4344 | 0 | 0 | 0 | 0 | 0 | 0 | 0 | 0
| 2036-06-27 21:00 | 1.883 | 1.2276 | 0.73 | 0 | 6.8531 | 0.78857 | 0.734 | 8.8416 | 0 | 0 | 3.6376 | 0 | 15.0587 | 0 | 0 | 0 | 0 | 0 | 0 | 0 | 0
| 2036-06-27 21:30 | 1.8327 | 1.2283 | 0.73 | 0 | 6.7987 | 1.093 | 0.4535 | 8.7532 | 0 | 0 | 3.1839 | 0 | 14.5171 | 0 | 0 | 0 | 0 | 0 | 0 | 0 | 0
| 2036-06-27 22:00 | 1.915 | 1.2309 | 0.73 | 0 | 6.7093 | 0.8533 | 0.52786 | 8.5463 | 0 | 0 | 3.3779 | 0 | 14.568 | 0 | 0 | 0 | 0 | 0 | 0 | 0 | 0
| 2036-06-27 22:30 | 1.9536 | 1.2363 | 0.73 | 0 | 6.4009 | 1.0712 | 0.84422 | 8.3702 | 0 | 0 | 2.8561 | 0 | 14.2841 | 0 | 0 | 0 | 0 | 0 | 0 | 0 | 0
| 2036-06-27 23:00 | 1.9868 | 1.237 | 0.73 | 0 | 6.599 | 1.0823 | 0.56919 | 8.2942 | 0 | 0 | 2.6531 | 0 | 14.0751 | 0 | 0 | 0 | 0 | 0 | 0 | 0 | 0
| 2036-06-27 23:30 | 1.9868 | 1.2374 | 0.73 | 0 | 6.0832 | 1.1535 | 0.8245 | 8.1996 | 0 | 0 | 2.421 | 0 | 13.6716 | 0 | 0 | 0 | 0 | 0 | 0 | 0 | 0
| 2036-06-28 | 1.9868 | 1.2339 | 0.73 | 0 | 6.2724 | 0.7055 | 0.81 | 8.1454 | 0 | 0 | 2.363 | 0 | 13.3109 | 0 | 0 | 0 | 0 | 0 | 0 | 0 | 0
| 2036-06-28 00:30 | 1.9331 | 1.2313 | 0.73 | 0 | 6.2285 | 0.5413 | 0.81575 | 8.0724 | 0 | 0 | 2.1472 | 0 | 12.8768 | 0 | 0 | 0 | 0 | 0 | 0 | 0 | 0
| 2036-06-28 01:00 | 1.9868 | 1.2382 | 0.73 | 0 | 6.0976 | 0.52561 | 0.81 | 7.9572 | 0 | 0 | 1.9136 | 0 | 12.5791 | 0 | 0 | 0 | 0 | 0 | 0 | 0 | 0
| 2036-06-28 01:30 | 1.9868 | 1.2476 | 0.73 | 0 | 6.7329 | 0.501 | 0.81 | 7.2705 | 0 | 0 | 1.4221 | 0 | 12.7248 | 0 | 0 | 0 | 0 | 0 | 0 | 0 | 0
| 2036-06-28 02:00 | 1.9868 | 1.2455 | 0.73 | 0 | 6.2506 | 0.5413 | 1.173 | 7.5887 | 0 | 0 | 0.72404 | 0 | 11.9436 | 0 | 0 | 0 | 0 | 0 | 0 | 0 | 0
| 2036-06-28 02:30 | 1.9093 | 1.2506 | 0.73 | 0 | 6.4032 | 0.5413 | 0.81 | 7.4574 | 0 | 0 | 0.79297 | 0 | 11.7529 | 0 | 0 | 0 | 0 | 0 | 0 | 0 | 0
| 2036-06-28 03:00 | 1.9868 | 1.2529 | 0.73 | 0 | 6.3051 | 0.58369 | 1.173 | 7.0736 | 0 | 0 | 0.47286 | 0 | 11.8467 | 0 | 0 | 0 | 0 | 0 | 0 | 0 | 0
| 2036-06-28 03:30 | 1.9868 | 1.2519 | 0.73 | 0 | 6.3257 | 0.82113 | 0.35679 | 6.9848 | 0 | 0 | 1.0237 | 0 | 11.8565 | 0 | 0 | 0 | 0 | 0 | 0 | 0 | 0
| 2036-06-28 04:00 | 1.9868 | 1.2463 | 0.73 | 0 | 6.8438 | 0.38367 | 0.81 | 6.826 | 0 | 0 | 0.5841 | 0 | 11.9163 | 0 | 0 | 0 | 0 | 0 | 0 | 0 | 0
| 2036-06-28 04:30 | 1.9868 | 1.2476 | 0.73 | 0 | 6.6017 | 0.99528 | 0.60304 | 6.5535 | 0 | 0 | 0.7 | 0 | 12.2098 | 0 | 0 | 0 | 0 | 0 | 0 | 0 | 0
| 2036-06-28 05:00 | 1.9174 | 1.2459 | 0.73 | 0 | 6.5493 | 1.2417 | 0.81 | 6.3836 | 0 | 0 | 0.71852 | 0 | 12.5686 | 0 | 0 | 0 | 0 | 0 | 0 | 0 | 0
| 2036-06-28 05:30 | 1.8196 | 1.2472 | 0.73 | 0 | 6.7433 | 1.271 | 0.81 | 6.3149 | 0 | 0 | 1.0503 | 0 | 12.9864 | 0 | 0 | 0 | 0 | 0 | 0 | 0 | 0
| 2036-06-28 06:00 | 1.7499 | 1.2374 | 0.73 | 0 | 6.9812 | 1.5307 | 0.81 | 6.1282 | 0 | 0 | 1.4546 | 0 | 13.7921 | 0 | 0 | 0 | 0 | 0 | 0 | 0 | 0
| 2036-06-28 06:30 | 1.6228 | 1.2345 | 0.73 | 0 | 7.353 | 1.8399 | 0.81 | 5.9516 | 0 | 0 | 1.8065 | 0 | 14.6767 | 0 | 0 | 0 | 0 | 0 | 0 | 0 | 0
| 2036-06-28 07:00 | 1.6392 | 1.2616 | 0.73 | 0 | 7.353 | 1.9714 | 0.23922 | 5.917 | 0.72817 | 0.883 | 1.6539 | 0 | 14.1231 | 0 | 0 | 0 | 0 | 0 | 0 | 0 | 0
| 2036-06-28 07:30 | 1.6022 | 1.2919 | 0.73 | 0 | 7.3398 | 1.584 | 0 | 5.9493 | 3.1963 | 2.112 | 0 | 0 | 11.8137 | 0 | 0 | 0 | 0 | 0 | 0 | 0 | 0
| 2036-06-28 08:00 | 1.7962 | 1.4551 | 0.73 | 0 | 4.7392 | 0.129 | 0 | 5.5632 | 6.9482 | 3.963 | 0 | 0 | 8.0739 | -0.11786 | 0.11786 | 0 | 0 | 0 | 0 | 0 | 0
| 2036-06-28 08:30 | 1.5796 | 1.65 | 0.73 | 0 | 2.6069 | 0 | 0 | 5.3646 | 11.7888 | 5.926 | 0 | 0 | 2.9648 | -1.5381 | 1.5381 | -1.3498 | 1.3498 | 0 | 0 | 0 | 0
| 2036-06-28 09:00 | 1.1805 | 1.65 | 0.73 | 0 | 2.6069 | 0 | 0 | 5.3076 | 13.3682 | 7.404 | 0 | 0 | 0.85656 | -2.715 | 2.715 | -1.8947 | 1.8947 | 0 | 0 | 0 | 0
| 2036-06-28 09:30 | 1.2787 | 1.6467 | 0.73 | 0 | 2.4569 | 0 | 0 | 5.1395 | 14.1201 | 8.702 | 0 | 0 | -0.5733 | -3.315 | 3.315 | -2.6999 | 2.6999 | 0 | 0 | 0 | 0
| 2036-06-28 10:00 | 1.3851 | 1.6378 | 0.73 | 0 | 2.1649 | 0 | 0 | 5.0793 | 14.4843 | 10.206 | 0 | 0 | -2.2524 | -3.315 | 3.315 | -4.2245 | 4.2245 | 0 | 0 | 0 | 0
| 2036-06-28 10:30 | 1.4704 | 1.6147 | 0.73 | 0 | 2.4569 | 0 | 0 | 4.8911 | 14.8313 | 11.596 | 0 | 0 | -3.5941 | -3.315 | 3.315 | -5.9373 | 5.9373 | 0 | 0 | 0 | 0
| 2036-06-28 11:00 | 1.5526 | 1.5965 | 0.73 | 0 | 1.8729 | 0 | 0 | 5.2258 | 15.0581 | 12.521 | 0 | 0 | -4.6556 | -3.315 | 3.315 | -6.49 | 6.49 | 0 | 0 | 0 | 0
| 2036-06-28 11:30 | 1.5777 | 1.5884 | 0.73 | 0 | 2.4587 | 0 | 0 | 5.2956 | 15.1749 | 13.202 | 0 | 0 | -4.9813 | -3.315 | 3.315 | -7.4332 | 7.4332 | 0 | 0 | 0 | 0
28/6/2036 | 2036-06-28 12:00 | 1.5757 | 1.5872 | 0.73 | 0 | 2.1667 | 0 | 0 | 5.0919 | 15.6084 | 13.124 | 0 | 0 | -5.3291 | -3.315 | 3.315 | -7.4779 | 7.4779 | 0 | 0 | 0 | 0
| 2036-06-28 12:30 | 1.6236 | 1.5979 | 0.73 | 0 | 2.2351 | 0 | 0 | 5.2483 | 16.3452 | 12.73 | 0 | 0 | -5.9813 | -3.648 | 3.648 | -7.9025 | 7.9025 | 0 | 0 | 0 | 0
| 2036-06-28 13:00 | 1.6112 | 1.6051 | 0.73 | 0 | 2.4587 | 0 | 0 | 5.0938 | 16.6187 | 12.161 | 0 | 0 | -6.3293 | -3.648 | 3.648 | -8.4662 | 8.4662 | 0 | 0 | 0 | 0
| 2036-06-28 13:30 | 1.5796 | 1.6231 | 0.73 | 0 | 2.4587 | 0 | 0 | 5.0379 | 16.8754 | 11.446 | 0 | 0 | -6.2193 | -3.648 | 3.648 | -8.345 | 8.345 | 0 | 0 | 0 | 0
| 2036-06-28 14:00 | 1.6868 | 1.6308 | 0.73 | 0 | 2.4587 | 0 | 0 | 4.9632 | 17.2829 | 10.48 | 0 | 0 | -6.8869 | -3.648 | 3.648 | -9.0996 | 9.0996 | 0 | 0 | 0 | 0
| 2036-06-28 14:30 | 1.714 | 1.6354 | 0.73 | 0 | 2.4587 | 0 | 0 | 4.8762 | 17.7104 | 9.373 | 0 | 0 | -6.6704 | -3.648 | 3.648 | -8.9854 | 8.9854 | 0 | 0 | 0 | 0
| 2036-06-28 15:00 | 1.4667 | 1.639 | 0.73 | 0 | 2.4587 | 0 | 0 | 4.8156 | 17.6845 | 8.036 | 0 | 0 | -5.8079 | -3.648 | 3.648 | -7.9036 | 7.9036 | 0 | 0 | 0 | 0
| 2036-06-28 15:30 | 1.4433 | 1.4388 | 0.73 | 0 | 2.6087 | 0 | 0 | 4.7956 | 11.3067 | 6.231 | 0 | 0 | 2.025 | -1.7914 | 1.7914 | -1.9294 | 1.9294 | 0 | 0 | 0 | 0
| 2036-06-28 16:00 | 1.8818 | 1.2838 | 0.73 | 0 | 3.9734 | 0.095 | 0 | 4.8146 | 8.1235 | 4.002 | 0 | 0 | 7.3551 | -0.056719 | 0.056719 | 0 | 0 | 0 | 0 | 0 | 0
| 2036-06-28 16:30 | 2.094 | 1.2243 | 0.73 | 0 | 7.7279 | 0.47291 | 1.235 | 4.8559 | 2.5285 | 1.742 | 2.1128 | 0 | 14.9588 | 0 | 0 | 0 | 0 | 0 | 0 | 0 | 0
| 2036-06-28 17:00 | 2.094 | 1.218 | 0.73 | 0 | 7.7279 | 2.552 | 0.077725 | 5.0519 | 0.36275 | 0.683 | 4.4137 | 0 | 18.1617 | 0 | 0 | 0 | 0 | 0 | 0 | 0 | 0
| 2036-06-28 17:30 | 2.094 | 1.2181 | 0.73 | 0 | 7.7279 | 2.5929 | 1.173 | 5.3673 | 0.0077449 | 0.121 | 4.1892 | 0 | 19.0503 | 0 | 0 | 0 | 0 | 0 | 0 | 0 | 0
| 2036-06-28 18:00 | 2.094 | 1.2179 | 0.73 | 0 | 7.7279 | 2.8471 | 0.041 | 5.5187 | 0 | 0 | 4.9418 | 0 | 18.9336 | 0 | 0 | 0 | 0 | 0 | 0 | 0 | 0
| 2036-06-28 18:30 | 2.094 | 1.2179 | 0.73 | 0 | 7.7279 | 2.2871 | 0.742 | 5.7329 | 0 | 0 | 4.5474 | 0 | 18.6754 | 0 | 0 | 0 | 0 | 0 | 0 | 0 | 0
| 2036-06-28 19:00 | 2.094 | 1.218 | 0.73 | 0 | 7.7279 | 2.1602 | 1.214 | 5.8369 | 0 | 0 | 3.9686 | 0 | 18.4204 | 0 | 0 | 0 | 0 | 0 | 0 | 0 | 0
| 2036-06-28 19:30 | 2.094 | 1.218 | 0.73 | 0 | 7.6989 | 2.3022 | 0.50332 | 6.0168 | 0 | 0 | 4.0031 | 0 | 17.8765 | 0 | 0 | 0 | 0 | 0 | 0 | 0 | 0
| 2036-06-28 20:00 | 2.094 | 1.218 | 0.73 | 0 | 7.6989 | 1.5081 | 1.135 | 6.1168 | 0 | 0 | 3.8648 | 0 | 17.5764 | 0 | 0 | 0 | 0 | 0 | 0 | 0 | 0
| 2036-06-28 20:30 | 2.094 | 1.2182 | 0.73 | 0 | 7.6989 | 2.0202 | 0.5081 | 6.4058 | 0 | 0 | 3.2834 | 0 | 16.8385 | 0 | 0 | 0 | 0 | 0 | 0 | 0 | 0
| 2036-06-28 21:00 | 2.094 | 1.218 | 0.73 | 0 | 7.6989 | 1.6826 | 0.32277 | 6.5124 | 0 | 0 | 3.2993 | 0 | 16.3218 | 0 | 0 | 0 | 0 | 0 | 0 | 0 | 0
| 2036-06-28 21:30 | 2.094 | 1.2182 | 0.73 | 0 | 7.6989 | 1.3892 | 0.64077 | 6.646 | 0 | 0 | 2.8488 | 0 | 15.9243 | 0 | 0 | 0 | 0 | 0 | 0 | 0 | 0
| 2036-06-28 22:00 | 2.094 | 1.2184 | 0.73 | 0 | 7.7004 | 1.4089 | 0.22151 | 6.8348 | 0 | 0 | 3.0759 | 0 | 15.7595 | 0 | 0 | 0 | 0 | 0 | 0 | 0 | 0
| 2036-06-28 22:30 | 2.094 | 1.2186 | 0.73 | 0 | 7.7004 | 1.3419 | 0.32806 | 7.0833 | 0 | 0 | 2.3856 | 0 | 15.09 | 0 | 0 | 0 | 0 | 0 | 0 | 0 | 0
| 2036-06-28 23:00 | 2.094 | 1.2187 | 0.73 | 0 | 7.7004 | 1.3142 | 0.041 | 7.1917 | 0 | 0 | 2.2477 | 0 | 14.6635 | 0 | 0 | 0 | 0 | 0 | 0 | 0 | 0
| 2036-06-28 23:30 | 2.094 | 1.2183 | 0.73 | 0 | 7.6989 | 0.71862 | 0.072169 | 7.4436 | 0 | 0 | 1.9603 | 0 | 13.8557 | 0 | 0 | 0 | 0 | 0 | 0 | 0 | 0
| 2036-06-29 | 1.9794 | 1.2187 | 0.73 | 0.001 | 8.0256 | 0.13402 | 0 | 7.6878 | 0 | 0 | 1.741 | 0 | 13.1324 | 0 | 0 | 0 | 0 | 0 | 0 | 0 | 0
| 2036-06-29 00:30 | 1.9938 | 1.2192 | 0.73 | 0.001 | 8.0394 | 0.14892 | 0 | 7.9249 | 0 | 0 | 1.2546 | 0 | 12.6214 | 0 | 0 | 0 | 0 | 0 | 0 | 0 | 0
| 2036-06-29 01:00 | 1.9789 | 1.2207 | 0.73 | 0.001 | 8.0485 | 0.14159 | 0 | 7.7932 | 0 | 0 | 0.8475 | 0 | 12.2231 | 0 | 0 | 0 | 0 | 0 | 0 | 0 | 0
| 2036-06-29 01:30 | 1.9345 | 1.2226 | 0.73 | 0.001 | 7.8635 | 0.146 | 0.371 | 7.3771 | 0 | 0 | 0.71139 | 0 | 12.2232 | -0.04 | 0.04 | 0 | 0 | 0 | 0 | 0 | 0
| 2036-06-29 02:00 | 1.916 | 1.2217 | 0.73 | 0.001 | 8.0922 | 0.15029 | 0 | 7.0688 | 0 | 0 | 0.5861 | 0 | 12.0525 | 0 | 0 | 0 | 0 | 0 | 0 | 0 | 0
| 2036-06-29 02:30 | 1.8631 | 1.2228 | 0.73 | 0.001 | 8.0125 | 0.29336 | 0 | 6.4607 | 0 | 0 | 0.80919 | 0 | 12.3406 | 0 | 0 | 0 | 0 | 0 | 0 | 0 | 0
| 2036-06-29 03:00 | 1.9166 | 1.2232 | 0.73 | 0.001 | 7.8372 | 0.146 | 0 | 7.1565 | 0 | 0 | 0.37611 | 0 | 11.4168 | -0.16 | 0.16 | 0 | 0 | 0 | 0 | 0 | 0
| 2036-06-29 03:30 | 1.8133 | 1.2224 | 0.73 | 0.001 | 7.8679 | 0.146 | 0 | 7.3166 | 0 | 0 | 0.05 | 0 | 11.0657 | -0.13925 | 0.13925 | 0 | 0 | 0 | 0 | 0 | 0
| 2036-06-29 04:00 | 1.9406 | 1.2229 | 0.73 | 0.001 | 8.0963 | 0.146 | 0 | 6.6329 | 0 | 0 | 0.25389 | 0 | 11.8434 | 0 | 0 | 0 | 0 | 0 | 0 | 0 | 0
| 2036-06-29 04:30 | 1.8572 | 1.2226 | 0.73 | 0.001 | 8.2437 | 0.15203 | 0 | 6.6508 | 0 | 0 | 0.11762 | 0 | 11.7835 | 0 | 0 | 0 | 0 | 0 | 0 | 0 | 0
| 2036-06-29 05:00 | 1.794 | 1.2224 | 0.73 | 0.001 | 8.0757 | 0.48951 | 0.363 | 6.3946 | 0 | 0 | 0.15323 | 0 | 12.2847 | 0 | 0 | 0 | 0 | 0 | 0 | 0 | 0
| 2036-06-29 05:30 | 1.7223 | 1.223 | 0.73 | 0.001 | 8.2136 | 0.51169 | 0 | 6.4338 | 0 | 0 | 0.62968 | 0 | 12.4745 | 0 | 0 | 0 | 0 | 0 | 0 | 0 | 0
| 2036-06-29 06:00 | 1.7472 | 1.2241 | 0.73 | 0.001 | 7.8188 | 0.55732 | 0.69222 | 6.3654 | 0 | 0 | 0.55503 | 0 | 12.7848 | 0 | 0 | 0 | 0 | 0 | 0 | 0 | 0
| 2036-06-29 06:30 | 1.7642 | 1.2226 | 0.73 | 0.001 | 8.1983 | 0.9468 | 1.097 | 6.0196 | 0 | 0 | 0.26699 | 0 | 13.5887 | 0 | 0 | 0 | 0 | 0 | 0 | 0 | 0
| 2036-06-29 07:00 | 1.7258 | 1.2441 | 0.73 | 0.001 | 7.7869 | 1.7926 | 0.371 | 5.6143 | 0.70088 | 0.766 | 0.1829 | 0 | 13.2941 | 0 | 0 | 0 | 0 | 0 | 0 | 0 | 0
| 2036-06-29 07:30 | 1.6561 | 1.286 | 0.73 | 0 | 7.8707 | 0.74441 | 0 | 5.467 | 3.2459 | 1.86 | 0.015063 | 0 | 11.5554 | -0.20183 | 0.20183 | 0 | 0 | 0 | 0 | 0 | 0
| 2036-06-29 08:00 | 1.3454 | 1.4455 | 0.73 | 0 | 6.0667 | 0.0013771 | 0 | 5.1304 | 8.5434 | 3.64 | 0 | 0 | 6.1294 | -1.4198 | 1.4198 | -1.4997 | 1.4997 | 0 | 0 | 0 | 0
| 2036-06-29 08:30 | 1.1724 | 1.6422 | 0.73 | 0 | 4.2453 | 0 | 0 | 5.2382 | 15.3124 | 5.354 | 0 | 0 | -1.4583 | -3.048 | 3.048 | -5.437 | 5.437 | 0 | 0 | 0 | 0
| 2036-06-29 09:00 | 1.1724 | 1.6169 | 0.73 | 0 | 3.2952 | 0 | 0 | 4.8073 | 17.6495 | 6.902 | 0 | 0 | -4.1815 | -3.648 | 3.648 | -6.6749 | 6.6749 | 0 | 0 | 0 | 0
| 2036-06-29 09:30 | 1.2788 | 1.5745 | 0.73 | 0 | 3.5734 | 0 | 0 | 3.7279 | 18.4025 | 8.015 | 0 | 0 | -3.9372 | -3.648 | 3.648 | -6.6629 | 6.6629 | 0 | 0 | 0 | 0
| 2036-06-29 10:00 | 1.4071 | 1.5934 | 0.73 | 0 | 3.0734 | 0 | 0 | 3.8146 | 18.3502 | 9.131 | 0 | 0 | -4.7865 | -3.648 | 3.648 | -7.299 | 7.299 | 0 | 0 | 0 | 0
| 2036-06-29 10:30 | 1.5296 | 1.6004 | 0.73 | 0 | 2.8631 | 0 | 0 | 4.176 | 18.1868 | 10.185 | 0 | 0 | -5.5415 | -3.0582 | 3.0582 | -8.5588 | 8.5588 | 0 | 0 | 0 | 0
| 2036-06-29 11:00 | 1.4541 | 1.5839 | 0.73 | 0 | 3.0671 | 0 | 0 | 3.3657 | 17.618 | 10.82 | 0 | 0 | -4.4814 | -3.648 | 3.648 | -6.8609 | 6.8609 | 0 | 0 | 0 | 0
| 2036-06-29 11:30 | 1.4388 | 1.5725 | 0.73 | 0 | 2.6713 | 0 | 0 | 3.2089 | 17.4256 | 11.276 | 0 | 0 | -4.2872 | -3.648 | 3.648 | -6.3736 | 6.3736 | 0 | 0 | 0 | 0
29/6/2036 | 2036-06-29 12:00 | 1.4422 | 1.5729 | 0.73 | 0 | 2.9539 | 0 | 0 | 3.1567 | 16.9537 | 11.477 | 0 | 0 | -3.7871 | -3.2541 | 3.2541 | -6.6165 | 6.6165 | 0 | 0 | 0 | 0
| 2036-06-29 12:30 | 1.4588 | 1.5834 | 0.73 | 0 | 3.3076 | 0 | 0 | 2.9444 | 16.9536 | 11.518 | 0 | 0 | -3.6956 | -3.648 | 3.648 | -6.4835 | 6.4835 | 0 | 0 | 0 | 0
| 2036-06-29 13:00 | 1.4919 | 1.5892 | 0.73 | 0 | 3.5821 | 0 | 0 | 2.2589 | 17.1131 | 11.151 | 0 | 0 | -3.0647 | -3.648 | 3.648 | -6.039 | 6.039 | 0 | 0 | 0 | 0
| 2036-06-29 13:30 | 1.5544 | 1.6229 | 0.73 | 0 | 3.4667 | 0 | 0 | 2.1725 | 17.646 | 10.625 | 0 | 0 | -3.3662 | -3.648 | 3.648 | -6.3765 | 6.3765 | 0 | 0 | 0 | 0
| 2036-06-29 14:00 | 1.5065 | 1.6312 | 0.73 | 0 | 3.6578 | 0 | 0 | 2.0207 | 18.0515 | 9.935 | 0 | 0 | -3.546 | -3.648 | 3.648 | -6.7707 | 6.7707 | 0 | 0 | 0 | 0
| 2036-06-29 14:30 | 1.4824 | 1.6407 | 0.73 | 0 | 3.8738 | 0 | 0 | 1.9907 | 18.514 | 9.252 | 0 | 0 | -3.7554 | -3.448 | 3.448 | -7.4156 | 7.4156 | 0 | 0 | 0 | 0
| 2036-06-29 15:00 | 1.255 | 1.6242 | 0.73 | 0 | 3.7665 | 0 | 0 | 2.3662 | 18.2835 | 7.973 | 0 | 0 | -2.9235 | -3.248 | 3.248 | -6.4508 | 6.4508 | 0 | 0 | 0 | 0
| 2036-06-29 15:30 | 1.1724 | 1.4363 | 0.73 | 0 | 5.4546 | 0.020294 | 0 | 3.236 | 11.4675 | 6.202 | 0 | 0 | 4.1908 | -2.5846 | 2.5846 | -1.5756 | 1.5756 | 0 | 0 | 0 | 0
| 2036-06-29 16:00 | 1.457 | 1.2946 | 0.73 | 0 | 6.7282 | 0.035382 | 0 | 3.5068 | 8.4196 | 3.96 | 0 | 0 | 8.7159 | -0.25063 | 0.25063 | -0.76894 | 0.76894 | 0 | 0 | 0 | 0
| 2036-06-29 16:30 | 2.094 | 1.2288 | 0.73 | 0.059 | 8.5872 | 0.74921 | 2.202 | 3.7624 | 2.4294 | 1.442 | 1.8418 | 0 | 16.7485 | 0 | 0 | 0 | 0 | 0 | 0 | 0 | 0
| 2036-06-29 17:00 | 2.094 | 1.224 | 0.73 | 0.059 | 8.7081 | 1.7621 | 3.012 | 3.2547 | 0.34181 | 0.477 | 3.7749 | 0 | 20.6527 | 0 | 0 | 0 | 0 | 0 | 0 | 0 | 0
| 2036-06-29 17:30 | 2.094 | 1.2228 | 0.73 | 0.059 | 8.7256 | 1.9278 | 3.012 | 3.0419 | 0.0077449 | 0.101 | 5.1387 | 0 | 22.2896 | 0 | 0 | 0 | 0 | 0 | 0 | 0 | 0
| 2036-06-29 18:00 | 2.094 | 1.2214 | 0.73 | 0.059 | 8.7256 | 2.8453 | 3.259 | 2.7156 | 0 | 0 | 4.2545 | 0 | 22.4597 | 0 | 0 | 0 | 0 | 0 | 0 | 0 | 0
| 2036-06-29 18:30 | 2.094 | 1.2222 | 0.73 | 0.059 | 8.7256 | 2.8182 | 3.259 | 2.833 | 0 | 0 | 4.0697 | 0 | 22.2883 | 0 | 0 | 0 | 0 | 0 | 0 | 0 | 0
| 2036-06-29 19:00 | 2.094 | 1.2242 | 0.73 | 0.059 | 8.7256 | 2.9221 | 3.053 | 2.352 | 0 | 0 | 4.3074 | 0 | 22.3722 | 0 | 0 | 0 | 0 | 0 | 0 | 0 | 0
| 2036-06-29 19:30 | 2.094 | 1.2251 | 0.73 | 0.059 | 8.7256 | 1.9266 | 3.259 | 2.3137 | 0 | 0 | 4.6705 | 0 | 22.0466 | 0 | 0 | 0 | 0 | 0 | 0 | 0 | 0
| 2036-06-29 20:00 | 2.094 | 1.2273 | 0.73 | 0.059 | 8.7256 | 1.9263 | 2.2845 | 2.3895 | 0 | 0 | 5.0675 | 0 | 21.4727 | 0 | 0 | 0 | 0 | 0 | 0 | 0 | 0
| 2036-06-29 20:30 | 2.094 | 1.2281 | 0.73 | 0.059 | 8.7256 | 2.826 | 2.367 | 2.7087 | 0 | 0 | 3.5424 | 0 | 20.8436 | 0 | 0 | 0 | 0 | 0 | 0 | 0 | 0
| 2036-06-29 21:00 | 2.094 | 1.2265 | 0.73 | 0.059 | 8.7256 | 2.5264 | 2.408 | 3.286 | 0 | 0 | 2.8781 | 0 | 19.9153 | 0 | 0 | 0 | 0 | 0 | 0 | 0 | 0
| 2036-06-29 21:30 | 2.094 | 1.2244 | 0.73 | 0.059 | 8.7256 | 2.522 | 2.202 | 3.4805 | 0 | 0 | 2.4641 | 0 | 19.2678 | 0 | 0 | 0 | 0 | 0 | 0 | 0 | 0
| 2036-06-29 22:00 | 2.094 | 1.2267 | 0.73 | 0.059 | 8.7256 | 2.1212 | 2.3255 | 3.4513 | 0 | 0 | 2.673 | 0 | 19.234 | 0 | 0 | 0 | 0 | 0 | 0 | 0 | 0
| 2036-06-29 22:30 | 2.094 | 1.2253 | 0.73 | 0.059 | 8.7256 | 1.3716 | 2.367 | 3.4789 | 0 | 0 | 2.5619 | 0 | 18.5034 | 0 | 0 | 0 | 0 | 0 | 0 | 0 | 0
| 2036-06-29 23:00 | 2.094 | 1.2291 | 0.73 | 0.059 | 8.9599 | 1.4907 | 2.243 | 3.3092 | 0 | 0 | 2.195 | 0 | 18.3541 | 0 | 0 | 0 | 0 | 0 | 0 | 0 | 0
| 2036-06-29 23:30 | 2.094 | 1.2309 | 0.73 | 0.059 | 8.9599 | 1.2309 | 2.449 | 3.5252 | 0 | 0 | 1.6247 | 0 | 17.7471 | 0 | 0 | 0 | 0 | 0 | 0 | 0 | 0
| 2036-06-30 | 2.094 | 1.235 | 0.73 | 0.059 | 8.8037 | 1.737 | 2.3397 | 3.5865 | 0 | 0 | 1.1399 | 0 | 17.4268 | 0 | 0 | 0 | 0 | 0 | 0 | 0 | 0
| 2036-06-30 00:30 | 2.094 | 1.2406 | 0.73 | 0.059 | 8.7807 | 1.5216 | 2.2866 | 3.1562 | 0 | 0 | 1.5708 | 0 | 17.6471 | 0 | 0 | 0 | 0 | 0 | 0 | 0 | 0
| 2036-06-30 01:00 | 2.094 | 1.2333 | 0.73 | 0.059 | 8.7807 | 1.495 | 2.202 | 2.9801 | 0 | 0 | 1.532 | 0 | 17.5212 | 0 | 0 | 0 | 0 | 0 | 0 | 0 | 0
| 2036-06-30 01:30 | 2.094 | 1.2318 | 0.73 | 0.059 | 8.7791 | 1.6556 | 2.202 | 2.6783 | 0 | 0 | 1.2217 | 0 | 17.395 | 0 | 0 | 0 | 0 | 0 | 0 | 0 | 0
| 2036-06-30 02:00 | 2.094 | 1.2276 | 0.73 | 0.059 | 8.7791 | 1.9175 | 2.202 | 2.5 | 0 | 0 | 0.67629 | 0 | 17.0763 | 0 | 0 | 0 | 0 | 0 | 0 | 0 | 0
| 2036-06-30 02:30 | 2.094 | 1.2266 | 0.73 | 0.059 | 8.7791 | 1.3579 | 2.243 | 2.6996 | 0 | 0 | 0.64432 | 0 | 16.5657 | 0 | 0 | 0 | 0 | 0 | 0 | 0 | 0
| 2036-06-30 03:00 | 2.094 | 1.2187 | 0.73 | 0.059 | 8.7791 | 1.331 | 2.2049 | 2.5225 | 0 | 0 | 0.74185 | 0 | 16.6058 | 0 | 0 | 0 | 0 | 0 | 0 | 0 | 0
| 2036-06-30 03:30 | 2.094 | 1.2181 | 0.73 | 0.059 | 8.7791 | 0.72203 | 2.202 | 3.0309 | 0 | 0 | 0.75955 | 0 | 16.0033 | 0 | 0 | 0 | 0 | 0 | 0 | 0 | 0
| 2036-06-30 04:00 | 2.094 | 1.2181 | 0.73 | 0.059 | 8.7791 | 1.087 | 2.3392 | 2.6193 | 0 | 0 | 0.56243 | 0 | 16.355 | 0 | 0 | 0 | 0 | 0 | 0 | 0 | 0
| 2036-06-30 04:30 | 2.094 | 1.219 | 0.73 | 0.059 | 8.7791 | 1.3243 | 2.202 | 2.4452 | 0 | 0 | 0.76936 | 0 | 16.609 | 0 | 0 | 0 | 0 | 0 | 0 | 0 | 0
| 2036-06-30 05:00 | 2.094 | 1.2189 | 0.73 | 0.059 | 8.7791 | 1.724 | 2.202 | 2.1909 | 0 | 0 | 1.2464 | 0 | 17.4803 | 0 | 0 | 0 | 0 | 0 | 0 | 0 | 0
| 2036-06-30 05:30 | 2.094 | 1.2191 | 0.73 | 0.059 | 8.7791 | 1.9182 | 2.243 | 2.12 | 0 | 0 | 2.1225 | 0 | 18.5683 | 0 | 0 | 0 | 0 | 0 | 0 | 0 | 0
| 2036-06-30 06:00 | 2.094 | 1.2219 | 0.73 | 0.059 | 8.7791 | 2.1752 | 2.2205 | 1.889 | 0 | 0 | 3.2834 | 0 | 19.9403 | 0 | 0 | 0 | 0 | 0 | 0 | 0 | 0
| 2036-06-30 06:30 | 2.0928 | 1.225 | 0.73 | 0.059 | 8.7791 | 1.9182 | 2.202 | 1.754 | 0 | 0 | 5.1826 | 0 | 21.5473 | 0 | 0 | 0 | 0 | 0 | 0 | 0 | 0
| 2036-06-30 07:00 | 2.0032 | 1.235 | 0.73 | 0.059 | 8.7791 | 1.9182 | 2.202 | 1.5439 | 0.53957 | 0.695 | 5.7895 | 0 | 22.0178 | 0 | 0 | 0 | 0 | 0 | 0 | 0 | 0
| 2036-06-30 07:30 | 1.9156 | 1.2681 | 0.73 | 0.059 | 8.7791 | 2.0882 | 2.2589 | 1.4057 | 2.3974 | 1.647 | 4.4508 | 0 | 20.8292 | 0 | 0 | 0 | 0 | 0 | 0 | 0 | 0
| 2036-06-30 08:00 | 2.0714 | 1.276 | 0.73 | 0.059 | 8.7791 | 1.9182 | 2.202 | 1.4203 | 4.3956 | 3.046 | 2.1372 | 0 | 18.4194 | 0 | 0 | 0 | 0 | 0 | 0 | 0 | 0
| 2036-06-30 08:30 | 2.094 | 1.2855 | 0.73 | 0.059 | 8.7585 | 0.45166 | 2.202 | 1.5519 | 7.206 | 4.538 | 0.041803 | 0 | 14.7023 | 0 | 0 | 0 | 0 | 0 | 0 | 0 | 0
| 2036-06-30 09:00 | 2.094 | 1.2744 | 0.73 | 0.059 | 8.4405 | 0.068 | 2.202 | 1.4078 | 8.2345 | 5.273 | 0 | 0 | 13.7429 | 0 | 0 | -0.2712 | 0.2712 | 0 | 0 | 0 | 0
| 2036-06-30 09:30 | 2.094 | 1.2753 | 0.73 | 0.002 | 7.9215 | 0.068 | 2.1788 | 1.4953 | 8.8891 | 6.137 | 0 | 0 | 12.4239 | 0 | 0 | -1.2136 | 1.2136 | 0 | 0 | 0 | 0
| 2036-06-30 10:00 | 2.094 | 1.3455 | 0.73 | 0.001 | 7.9215 | 0.068 | 1.1603 | 1.1332 | 9.9839 | 7.344 | 0 | 0 | 10.3511 | 0 | 0 | -2.4145 | 2.4145 | 0 | 0 | 0 | 0
| 2036-06-30 10:30 | 2.094 | 1.4178 | 0.73 | 0 | 7.9215 | 0.068 | 0 | 0.97633 | 11.2416 | 8.631 | 0 | 0 | 8.2144 | 0 | 0 | -3.5104 | 3.5104 | 0 | 0 | 0 | 0
| 2036-06-30 11:00 | 2.094 | 1.3828 | 0.73 | 0 | 7.9215 | 0.068 | 0 | 1.2797 | 11.6745 | 9.809 | 0 | 0 | 6.8241 | 0 | 0 | -4.923 | 4.923 | 0 | 0 | 0 | 0
| 2036-06-30 11:30 | 2.094 | 1.3332 | 0.73 | 0 | 7.8116 | 0.051 | 0 | 1.599 | 11.723 | 10.807 | 0 | 0 | 5.8613 | 0 | 0 | -5.7139 | 5.7139 | 0 | 0 | 0 | 0
30/6/2036 | 2036-06-30 12:00 | 2.094 | 1.3434 | 0.73 | 0 | 7.8718 | 0.051 | 0 | 1.7122 | 10.9692 | 11.001 | 0 | 0 | 6.3349 | 0 | 0 | -5.3188 | 5.3188 | 0 | 0 | 0 | 0
| 2036-06-30 12:30 | 2.094 | 1.3646 | 0.73 | 0 | 8.0995 | 0.051 | 0 | 1.8711 | 9.9616 | 10.952 | 0 | 0 | 7.3285 | 0 | 0 | -4.5701 | 4.5701 | 0 | 0 | 0 | 0
| 2036-06-30 13:00 | 2.094 | 1.3555 | 0.73 | 0 | 8.0995 | 0.068 | 0 | 1.893 | 9.5024 | 10.511 | 0 | 0 | 7.8119 | 0 | 0 | -4.0572 | 4.0572 | 0 | 0 | 0 | 0
| 2036-06-30 13:30 | 2.094 | 1.3368 | 0.73 | 0 | 8.0995 | 0.051 | 0 | 1.8448 | 9.2136 | 9.853 | 0 | 0 | 7.9859 | 0 | 0 | -3.8489 | 3.8489 | 0 | 0 | 0 | 0
| 2036-06-30 14:00 | 2.094 | 1.3056 | 0.73 | 0 | 8.0995 | 0.068 | 0.033814 | 1.7645 | 8.3379 | 8.401 | 0 | 0 | 9.3349 | 0 | 0 | -2.538 | 2.538 | 0 | 0 | 0 | 0
| 2036-06-30 14:30 | 2.094 | 1.2784 | 0.73 | 0.001 | 8.0995 | 0.068 | 0.8408 | 1.8317 | 7.3225 | 6.635 | 0 | 0 | 11.38 | 0 | 0 | -1.252 | 1.252 | 0 | 0 | 0 | 0
| 2036-06-30 15:00 | 2.094 | 1.3355 | 0.73 | 0.001 | 8.0995 | 0.068 | 1.3782 | 1.5236 | 7.1255 | 5.835 | 0 | 0 | 12.2022 | 0 | 0 | -1.0175 | 1.0175 | 0 | 0 | 0 | 0
| 2036-06-30 15:30 | 2.094 | 1.3435 | 0.73 | 0.002 | 8.3079 | 0.068 | 2.202 | 1.3209 | 6.0367 | 5.05 | 0 | 0 | 13.9077 | 0 | 0 | -0.29208 | 0.29208 | 0 | 0 | 0 | 0
| 2036-06-30 16:00 | 2.0158 | 1.2846 | 0.73 | 0.059 | 8.9571 | 1.6408 | 2.202 | 1.8608 | 4.7227 | 3.256 | 0.1634 | 0 | 16.3558 | 0 | 0 | 0 | 0 | 0 | 0 | 0 | 0
| 2036-06-30 16:30 | 1.8973 | 1.2588 | 0.73 | 0.059 | 8.9571 | 2.0992 | 2.3255 | 2.66 | 2.1956 | 1.435 | 3.6083 | 0 | 20.2197 | 0 | 0 | 0 | 0 | 0 | 0 | 0 | 0
| 2036-06-30 17:00 | 1.7483 | 1.2423 | 0.73 | 0.059 | 8.9571 | 2.0882 | 2.202 | 2.9529 | 0.37057 | 0.547 | 6.6446 | 0 | 23.0068 | 0 | 0 | 0 | 0 | 0 | 0 | 0 | 0
| 2036-06-30 17:30 | 1.6347 | 1.2381 | 0.73 | 0.059 | 8.9571 | 1.9182 | 3.0504 | 3.0791 | 0.0077449 | 0.101 | 7.3824 | 0 | 24.2844 | 0 | 0 | 0 | 0 | 0 | 0 | 0 | 0
| 2036-06-30 18:00 | 1.5559 | 1.2328 | 0.73 | 0.059 | 8.9571 | 2.0354 | 2.8161 | 3.532 | 0 | 0 | 7.0248 | 0 | 23.7593 | 0 | 0 | 0 | 0 | 0 | 0 | 0 | 0
| 2036-06-30 18:30 | 1.4926 | 1.2296 | 0.73 | 0.059 | 8.9571 | 2.1295 | 2.202 | 4.6277 | 0 | 0 | 6.2706 | 0 | 22.4066 | 0 | 0 | 0 | 0 | 0 | 0 | 0 | 0
| 2036-06-30 19:00 | 1.5796 | 1.2253 | 0.73 | 0.059 | 8.9571 | 2.1448 | 3.012 | 3.5506 | 0 | 0 | 5.9765 | 0 | 23.0417 | 0 | 0 | 0 | 0 | 0 | 0 | 0 | 0
| 2036-06-30 19:30 | 1.7147 | 1.2255 | 0.73 | 0.059 | 8.9571 | 1.8915 | 2.3854 | 2.5408 | 0 | 0 | 7.142 | 0 | 23.4615 | 0 | 0 | 0 | 0 | 0 | 0 | 0 | 0
| 2036-06-30 20:00 | 1.7119 | 1.2195 | 0.73 | 0.059 | 8.9571 | 2.1295 | 3.012 | 2.2816 | 0 | 0 | 6.127 | 0 | 23.2827 | 0 | 0 | 0 | 0 | 0 | 0 | 0 | 0
| 2036-06-30 20:30 | 1.791 | 1.2179 | 0.73 | 0.059 | 8.9571 | 1.9764 | 3.012 | 2.3145 | 0 | 0 | 5.5252 | 0 | 22.6757 | 0 | 0 | 0 | 0 | 0 | 0 | 0 | 0
| 2036-06-30 21:00 | 1.7305 | 1.2193 | 0.73 | 0.059 | 8.9571 | 2.2597 | 2.3255 | 2.1969 | 0 | 0 | 5.4786 | 0 | 22.1043 | 0 | 0 | 0 | 0 | 0 | 0 | 0 | 0
| 2036-06-30 21:30 | 1.666 | 1.2268 | 0.73 | 0.059 | 8.9571 | 2.1948 | 2.9163 | 2.4733 | 0 | 0 | 3.736 | 0 | 20.863 | 0 | 0 | 0 | 0 | 0 | 0 | 0 | 0
| 2036-06-30 22:00 | 1.7491 | 1.2225 | 0.73 | 0.059 | 8.9571 | 1.9685 | 2.243 | 2.4089 | 0 | 0 | 4.0339 | 0 | 20.3614 | 0 | 0 | 0 | 0 | 0 | 0 | 0 | 0
| 2036-06-30 22:30 | 1.8596 | 1.2199 | 0.73 | 0.059 | 8.6651 | 2.0667 | 2.202 | 2.3255 | 0 | 0 | 2.8286 | 0 | 19.0558 | 0 | 0 | 0 | 0 | 0 | 0 | 0 | 0
| 2036-06-30 23:00 | 1.9268 | 1.2181 | 0.73 | 0.059 | 8.6651 | 1.9987 | 2.243 | 2.3329 | 0 | 0 | 2.1844 | 0 | 18.4704 | 0 | 0 | 0 | 0 | 0 | 0 | 0 | 0
| 2036-06-30 23:30 | 2.0063 | 1.2179 | 0.73 | 0.059 | 8.6651 | 1.6887 | 2.202 | 2.4944 | 0 | 0 | 1.7964 | 0 | 17.7828 | 0 | 0 | 0 | 0 | 0 | 0 | 0 | 0
| 2036-07-01 | 1.1724 | 1.3927 | 0.73 | 0 | 8.6528 | 0.051 | 1.831 | 7.5103 | 0 | 0 | 0 | 0 | 12.2582 | -0.04 | 0.04 | -0.84784 | 0.84784 | 0 | 0 | 0 | 0
| 2036-07-01 00:30 | 1.1743 | 1.3951 | 0.73 | 0 | 8.6528 | 0.068 | 1.831 | 7.5308 | 0 | 0 | 0 | 0 | 12.0387 | -0.12 | 0.12 | -1.0117 | 1.0117 | 0 | 0 | 0 | 0
| 2036-07-01 01:00 | 1.1724 | 1.3776 | 0.73 | 0 | 8.6108 | 0.068 | 1.831 | 8.053 | 0 | 0 | 0 | 0 | 12.0946 | -0.04 | 0.04 | -0.93112 | 0.93112 | 0 | 0 | 0 | 0
| 2036-07-01 01:30 | 1.1724 | 1.3684 | 0.73 | 0 | 8.6108 | 0.068 | 1.831 | 8.289 | 0 | 0 | 0 | 0 | 11.5346 | -0.04 | 0.04 | -1.4831 | 1.4831 | 0 | 0 | 0 | 0
| 2036-07-01 02:00 | 1.0094 | 1.3538 | 0.73 | 0 | 8.6108 | 0.068 | 1.831 | 8.645 | 0 | 0 | 0 | 0 | 10.9756 | -0.04 | 0.04 | -1.895 | 1.895 | 0 | 0 | 0 | 0
| 2036-07-01 02:30 | 0.8724 | 1.341 | 0.73 | 0 | 8.4388 | 0.051 | 1.831 | 8.8038 | 0 | 0 | 0 | 0 | 10.6387 | -0.050805 | 0.050805 | -1.8752 | 1.8752 | 0 | 0 | 0 | 0
| 2036-07-01 03:00 | 1.1449 | 1.3432 | 0.73 | 0 | 8.4388 | 0.068 | 1.831 | 8.7999 | 0 | 0 | 0 | 0 | 10.5377 | -0.04 | 0.04 | -2.2509 | 2.2509 | 0 | 0 | 0 | 0
| 2036-07-01 03:30 | 0.8724 | 1.3755 | 0.73 | 0 | 8.4388 | 0.051 | 1.831 | 9.1535 | 0 | 0 | 0 | 0 | 10.107 | -0.04 | 0.04 | -2.4342 | 2.4342 | 0 | 0 | 0 | 0
| 2036-07-01 04:00 | 1.1724 | 1.378 | 0.73 | 0 | 8.4388 | 0.068 | 1.831 | 8.9641 | 0 | 0 | 0 | 0 | 10.3095 | -0.18795 | 0.18795 | -2.3885 | 2.3885 | 0 | 0 | 0 | 0
| 2036-07-01 04:30 | 0.8724 | 1.3479 | 0.73 | 0 | 8.4388 | 0.068 | 1.831 | 8.8926 | 0 | 0 | 0 | 0 | 10.4979 | -0.23413 | 0.23413 | -1.8272 | 1.8272 | 0 | 0 | 0 | 0
| 2036-07-01 05:00 | 1.0573 | 1.3562 | 0.73 | 0.001 | 8.4388 | 0.068 | 1.831 | 8.7007 | 0 | 0 | 0 | 0 | 11.1529 | -0.04 | 0.04 | -1.5307 | 1.5307 | 0 | 0 | 0 | 0
| 2036-07-01 05:30 | 1.1024 | 1.3668 | 0.73 | 0.001 | 8.7568 | 0.053549 | 1.831 | 8.8118 | 0 | 0 | 0 | 0 | 11.6658 | -0.04 | 0.04 | -1.3903 | 1.3903 | 0 | 0 | 0 | 0
| 2036-07-01 06:00 | 1.1656 | 1.3807 | 0.73 | 0.058 | 9.2758 | 0.56757 | 1.831 | 8.0973 | 0 | 0 | 0 | 0 | 13.6803 | -0.04 | 0.04 | -0.3383 | 0.3383 | 0 | 0 | 0 | 0
| 2036-07-01 06:30 | 1.2307 | 1.381 | 0.73 | 0.058 | 9.3198 | 0.65366 | 1.831 | 7.314 | 0 | 0 | 1.7778 | 0 | 16.0825 | 0 | 0 | 0 | 0 | 0 | 0 | 0 | 0
| 2036-07-01 07:00 | 1.1423 | 1.3907 | 0.73 | 0.059 | 9.3198 | 0.87209 | 1.831 | 5.975 | 0.66954 | 1.085 | 2.7381 | 0 | 17.197 | -0.04 | 0.04 | 0 | 0 | 0 | 0 | 0 | 0
| 2036-07-01 07:30 | 1.1188 | 1.4215 | 0.73 | 0.059 | 9.3198 | 0.66013 | 1.831 | 5.3362 | 3.0028 | 2.607 | 1.4922 | 0 | 15.8095 | -0.04 | 0.04 | 0 | 0 | 0 | 0 | 0 | 0
| 2036-07-01 08:00 | 1.2748 | 1.562 | 0.73 | 0 | 7.6434 | 0.2881 | 1.831 | 4.5569 | 8.4276 | 5.104 | 0 | 0 | 10.0931 | -1.61 | 1.61 | -0.93179 | 0.93179 | 0 | 0 | 0 | 0
| 2036-07-01 08:30 | 1.5796 | 1.65 | 0.73 | 0 | 7.7268 | 0.068 | 1.831 | 3.8163 | 15.04 | 7.765 | 0 | 0 | 2.6764 | -1.61 | 1.61 | -8.5784 | 8.5784 | 0 | 0 | 0 | 0
| 2036-07-01 09:00 | 1.3069 | 1.65 | 0.73 | 0 | 7.4348 | 0.051 | 1.831 | 4.3726 | 16.9874 | 9.613 | 0 | 0 | -0.97641 | -1.61 | 1.61 | -11.665 | 11.665 | 0 | 0 | 0 | 0
| 2036-07-01 09:30 | 1.2796 | 1.65 | 0.73 | 0 | 7.1428 | 0.051 | 1.831 | 5.3142 | 17.447 | 11.058 | 0 | 0 | -3.4891 | -1.61 | 1.61 | -13.8906 | 13.8906 | 0 | 0 | 0 | 0
| 2036-07-01 10:00 | 1.3001 | 1.65 | 0.73 | 0 | 7.4348 | 0.068 | 1.831 | 4.5097 | 16.009 | 11.168 | 0 | 0 | -1.2202 | -1.61 | 1.61 | -11.9865 | 11.9865 | 0 | 0 | 0 | 0
| 2036-07-01 10:30 | 1.5321 | 1.6158 | 0.73 | 0 | 7.6978 | 0.0777 | 1.831 | 4.2756 | 14.4679 | 10.533 | 0 | 0 | 1.11 | -1.61 | 1.61 | -10.1192 | 10.1192 | 0 | 0 | 0 | 0
| 2036-07-01 11:00 | 1.5796 | 1.5772 | 0.73 | 0 | 7.6946 | 0.068 | 1.831 | 2.9961 | 13.6002 | 10.19 | 0 | 0 | 3.3502 | -1.61 | 1.61 | -7.9263 | 7.9263 | 0 | 0 | 0 | 0
| 2036-07-01 11:30 | 1.6732 | 1.5531 | 0.73 | 0 | 7.6946 | 0.0777 | 1.831 | 2.4757 | 13.172 | 9.937 | 0 | 0 | 4.1319 | -1.61 | 1.61 | -7.2396 | 7.2396 | 0 | 0 | 0 | 0
2036-07-01 | 2036-07-01 12:00 | 1.8677 | 1.5234 | 0.73 | 0 | 7.6946 | 0.068 | 1.831 | 2.244 | 12.8202 | 9.905 | 0 | 0 | 4.4364 | -1.61 | 1.61 | -7.0664 | 7.0664 | 0 | 0 | 0 | 0
| 2036-07-01 12:30 | 1.9371 | 1.5034 | 0.73 | 0 | 7.6946 | 0.051 | 1.831 | 2.1694 | 12.5204 | 9.816 | 0 | 0 | 4.4948 | -1.61 | 1.61 | -7.0568 | 7.0568 | 0 | 0 | 0 | 0
| 2036-07-01 13:00 | 1.9868 | 1.5442 | 0.73 | 0 | 7.6946 | 0.068 | 1.831 | 1.9757 | 12.598 | 9.419 | 0 | 0 | 4.8078 | -1.61 | 1.61 | -6.8284 | 6.8284 | 0 | 0 | 0 | 0
| 2036-07-01 13:30 | 1.9868 | 1.6209 | 0.73 | 0 | 7.7891 | 0.064 | 1.831 | 1.9886 | 12.8242 | 8.78 | 0 | 0 | 4.4897 | -1.61 | 1.61 | -7.3492 | 7.3492 | 0 | 0 | 0 | 0
| 2036-07-01 14:00 | 1.9868 | 1.6019 | 0.73 | 0 | 7.6489 | 0.068 | 1.831 | 1.986 | 12.4681 | 7.593 | 0 | 0 | 5.1355 | -1.61 | 1.61 | -6.5468 | 6.5468 | 0 | 0 | 0 | 0
| 2036-07-01 14:30 | 1.9451 | 1.5259 | 0.73 | 0 | 7.7891 | 0.051 | 1.831 | 1.8235 | 11.4568 | 6.256 | 0 | 0 | 6.9982 | -1.61 | 1.61 | -4.648 | 4.648 | 0 | 0 | 0 | 0
| 2036-07-01 15:00 | 1.8292 | 1.4404 | 0.73 | 0 | 7.7891 | 0.068 | 1.831 | 1.9351 | 11.0195 | 5.248 | 0 | 0 | 7.6399 | -1.61 | 1.61 | -3.8174 | 3.8174 | 0 | 0 | 0 | 0
| 2036-07-01 15:30 | 1.7195 | 1.3107 | 0.73 | 0 | 8.5011 | 0.3415 | 1.831 | 2.6089 | 7.875 | 4.283 | 0 | 0 | 10.6617 | -1.1771 | 1.1771 | -2.0243 | 2.0243 | 0 | 0 | 0 | 0
| 2036-07-01 16:00 | 1.4576 | 1.259 | 0.73 | 0.001 | 9.0993 | 0.5605 | 1.831 | 2.4535 | 5.598 | 2.863 | 0.22844 | 0 | 14.511 | -0.04 | 0.04 | 0 | 0 | 0 | 0 | 0 | 0
| 2036-07-01 16:30 | 1.2632 | 1.2224 | 0.73 | 0.059 | 9.6371 | 1.9554 | 1.8421 | 2.5714 | 1.9825 | 1.333 | 3.8226 | 0 | 19.5347 | 0 | 0 | 0 | 0 | 0 | 0 | 0 | 0
| 2036-07-01 17:00 | 1.1992 | 1.2223 | 0.73 | 0.059 | 9.6371 | 3.3124 | 2.037 | 2.5885 | 0.41017 | 0.526 | 5.3094 | 0 | 22.3149 | 0 | 0 | 0 | 0 | 0 | 0 | 0 | 0
| 2036-07-01 17:30 | 1.136 | 1.2254 | 0.73 | 0.059 | 9.6371 | 3.8755 | 1.8863 | 3.0187 | 0.0077855 | 0.108 | 6.2561 | 0 | 23.6131 | 0 | 0 | 0 | 0 | 0 | 0 | 0 | 0
| 2036-07-01 18:00 | 1.1452 | 1.225 | 0.73 | 0.059 | 9.6371 | 3.4375 | 2.1405 | 3.1325 | 0 | 0 | 6.2526 | 0 | 23.4851 | 0 | 0 | 0 | 0 | 0 | 0 | 0 | 0
| 2036-07-01 18:30 | 1.1532 | 1.2268 | 0.73 | 0.059 | 9.6057 | 3.3555 | 1.9545 | 3.3649 | 0 | 0 | 6.2184 | 0 | 23.1267 | 0 | 0 | 0 | 0 | 0 | 0 | 0 | 0
| 2036-07-01 19:00 | 1.1603 | 1.2275 | 0.73 | 0.059 | 9.6072 | 3.4948 | 2.037 | 3.1817 | 0 | 0 | 5.7996 | 0 | 22.9948 | 0 | 0 | 0 | 0 | 0 | 0 | 0 | 0
| 2036-07-01 19:30 | 1.1796 | 1.2278 | 0.73 | 0.059 | 9.6072 | 3.5174 | 1.9545 | 3.1597 | 0 | 0 | 5.7015 | 0 | 22.7979 | 0 | 0 | 0 | 0 | 0 | 0 | 0 | 0
| 2036-07-01 20:00 | 1.1674 | 1.2233 | 0.73 | 0.059 | 9.6072 | 3.9354 | 2.024 | 2.8952 | 0 | 0 | 5.1777 | 0 | 22.7104 | 0 | 0 | 0 | 0 | 0 | 0 | 0 | 0
| 2036-07-01 20:30 | 1.2127 | 1.2193 | 0.73 | 0.059 | 9.6072 | 2.2235 | 1.831 | 2.6976 | 0 | 0 | 6.8799 | 0 | 22.6079 | 0 | 0 | 0 | 0 | 0 | 0 | 0 | 0
| 2036-07-01 21:00 | 1.3645 | 1.2202 | 0.73 | 0.059 | 9.6072 | 3.8119 | 2.037 | 2.8155 | 0 | 0 | 4.2123 | 0 | 21.914 | 0 | 0 | 0 | 0 | 0 | 0 | 0 | 0
| 2036-07-01 21:30 | 1.3013 | 1.2227 | 0.73 | 0.059 | 9.6072 | 3.818 | 2.0309 | 2.6505 | 0 | 0 | 3.7332 | 0 | 21.3881 | 0 | 0 | 0 | 0 | 0 | 0 | 0 | 0
| 2036-07-01 22:00 | 1.2936 | 1.2245 | 0.73 | 0.059 | 9.6072 | 2.7632 | 1.9311 | 3.1099 | 0 | 0 | 5.1618 | 0 | 21.5887 | 0 | 0 | 0 | 0 | 0 | 0 | 0 | 0
| 2036-07-01 22:30 | 1.3538 | 1.2268 | 0.73 | 0.059 | 9.6072 | 2.5247 | 2.4126 | 3.0259 | 0 | 0 | 4.1278 | 0 | 20.9347 | 0 | 0 | 0 | 0 | 0 | 0 | 0 | 0
| 2036-07-01 23:00 | 1.4368 | 1.2327 | 0.73 | 0.059 | 9.6072 | 3.5554 | 1.9545 | 3.0663 | 0 | 0 | 3.1169 | 0 | 20.5743 | 0 | 0 | 0 | 0 | 0 | 0 | 0 | 0
| 2036-07-01 23:30 | 1.4418 | 1.2389 | 0.73 | 0.059 | 9.6072 | 2.4498 | 2.037 | 3.2021 | 0 | 0 | 3.3055 | 0 | 19.8004 | 0 | 0 | 0 | 0 | 0 | 0 | 0 | 0
| 2036-07-02 | 1.532 | 1.246 | 0.73 | 0.089 | 9.6072 | 3.0524 | 2.037 | 3.6049 | 0 | 0 | 1.7139 | 0 | 18.8426 | 0 | 0 | 0 | 0 | 0 | 0 | 0 | 0
| 2036-07-02 00:30 | 1.5272 | 1.2587 | 0.73 | 0.059 | 9.6072 | 2.8955 | 2.037 | 3.8641 | 0 | 0 | 1.4765 | 0 | 18.4474 | 0 | 0 | 0 | 0 | 0 | 0 | 0 | 0
| 2036-07-02 01:00 | 1.5535 | 1.2502 | 0.73 | 0.059 | 9.6072 | 2.9655 | 2.037 | 3.6592 | 0 | 0 | 1.5594 | 0 | 18.6344 | 0 | 0 | 0 | 0 | 0 | 0 | 0 | 0
| 2036-07-02 01:30 | 1.5753 | 1.249 | 0.73 | 0.059 | 9.6317 | 3.1731 | 2.037 | 3.3962 | 0 | 0 | 1.4547 | 0 | 18.7664 | 0 | 0 | 0 | 0 | 0 | 0 | 0 | 0
| 2036-07-02 02:00 | 1.553 | 1.2452 | 0.73 | 0.059 | 9.6317 | 3.1955 | 2.037 | 3.1992 | 0 | 0 | 1.6013 | 0 | 18.9334 | 0 | 0 | 0 | 0 | 0 | 0 | 0 | 0
| 2036-07-02 02:30 | 1.5602 | 1.2489 | 0.73 | 0.059 | 9.6317 | 2.9815 | 2.037 | 3.4864 | 0 | 0 | 1.4871 | 0 | 18.6102 | 0 | 0 | 0 | 0 | 0 | 0 | 0 | 0
| 2036-07-02 03:00 | 1.5829 | 1.2338 | 0.73 | 0.089 | 9.6317 | 3.7483 | 2.037 | 2.5382 | 0 | 0 | 1.5878 | 0 | 19.5013 | 0 | 0 | 0 | 0 | 0 | 0 | 0 | 0
| 2036-07-02 03:30 | 1.5963 | 1.2261 | 0.73 | 0.059 | 9.8037 | 3.9555 | 2.037 | 2.1688 | 0 | 0 | 1.5065 | 0 | 19.8048 | 0 | 0 | 0 | 0 | 0 | 0 | 0 | 0
| 2036-07-02 04:00 | 1.6105 | 1.2305 | 0.73 | 0.059 | 9.8526 | 4.0235 | 2.037 | 2.3072 | 0 | 0 | 1.1858 | 0 | 19.6043 | 0 | 0 | 0 | 0 | 0 | 0 | 0 | 0
| 2036-07-02 04:30 | 1.6092 | 1.2354 | 0.73 | 0.059 | 9.8526 | 3.7363 | 2.037 | 2.5748 | 0 | 0 | 1.2342 | 0 | 19.3728 | 0 | 0 | 0 | 0 | 0 | 0 | 0 | 0
| 2036-07-02 05:00 | 1.5954 | 1.2355 | 0.73 | 0.059 | 9.8526 | 3.1955 | 2.037 | 2.8288 | 0 | 0 | 1.7764 | 0 | 19.3578 | 0 | 0 | 0 | 0 | 0 | 0 | 0 | 0
| 2036-07-02 05:30 | 1.5608 | 1.2342 | 0.73 | 0.089 | 9.8351 | 3.2738 | 2.037 | 3.197 | 0 | 0 | 1.6345 | 0 | 19.2286 | 0 | 0 | 0 | 0 | 0 | 0 | 0 | 0
| 2036-07-02 06:00 | 1.5265 | 1.2344 | 0.73 | 0.059 | 9.8351 | 4.0096 | 2.037 | 3.255 | 0 | 0 | 2.1483 | 0 | 20.3505 | 0 | 0 | 0 | 0 | 0 | 0 | 0 | 0
| 2036-07-02 06:30 | 1.5195 | 1.2332 | 0.73 | 0.059 | 9.9351 | 4.0133 | 2.847 | 3.4446 | 0 | 0 | 2.4084 | 0 | 21.5569 | 0 | 0 | 0 | 0 | 0 | 0 | 0 | 0
| 2036-07-02 07:00 | 1.413 | 1.2522 | 0.73 | 0.059 | 9.9351 | 4.2299 | 2.8062 | 3.4086 | 0.13043 | 0.23 | 3.3109 | 0 | 22.3785 | 0 | 0 | 0 | 0 | 0 | 0 | 0 | 0
| 2036-07-02 07:30 | 1.3811 | 1.2905 | 0.73 | 0.059 | 9.9911 | 4.2735 | 2.847 | 3.3342 | 0.65671 | 0.592 | 3.7251 | 0 | 23.0096 | 0 | 0 | 0 | 0 | 0 | 0 | 0 | 0
| 2036-07-02 08:00 | 1.4502 | 1.2961 | 0.73 | 0.089 | 9.9914 | 4.0608 | 2.847 | 3.4288 | 1.9959 | 1.452 | 2.5748 | 0 | 21.5988 | 0 | 0 | 0 | 0 | 0 | 0 | 0 | 0
| 2036-07-02 08:30 | 1.6249 | 1.3017 | 0.73 | 0.059 | 9.9354 | 3.6948 | 2.037 | 3.4723 | 3.3739 | 2.485 | 1.7681 | 0 | 19.8293 | 0 | 0 | 0 | 0 | 0 | 0 | 0 | 0
| 2036-07-02 09:00 | 1.5479 | 1.302 | 0.73 | 0.059 | 9.9354 | 2.6775 | 2.847 | 3.0151 | 4.6127 | 3.226 | 0.98167 | 0 | 18.7498 | 0 | 0 | 0 | 0 | 0 | 0 | 0 | 0
| 2036-07-02 09:30 | 1.5796 | 1.3114 | 0.73 | 0.059 | 9.8794 | 1.7858 | 2.5065 | 2.9184 | 5.4315 | 3.754 | 1.2433 | 0 | 17.7786 | 0 | 0 | 0 | 0 | 0 | 0 | 0 | 0
| 2036-07-02 10:00 | 1.5946 | 1.3128 | 0.73 | 0.059 | 9.9182 | 1.4818 | 2.037 | 3.2721 | 5.2964 | 4.15 | 1.4836 | 0 | 17.406 | 0 | 0 | 0 | 0 | 0 | 0 | 0 | 0
| 2036-07-02 10:30 | 1.6374 | 1.3115 | 0.73 | 0.089 | 9.7826 | 1.0636 | 2.5516 | 3.9158 | 5.1381 | 4.366 | 1.0299 | 0 | 16.8237 | 0 | 0 | 0 | 0 | 0 | 0 | 0 | 0
| 2036-07-02 11:00 | 1.6298 | 1.305 | 0.73 | 0.059 | 9.8511 | 0.89461 | 2.7981 | 3.7705 | 5.0805 | 4.684 | 0.6802 | 0 | 16.6385 | 0 | 0 | 0 | 0 | 0 | 0 | 0 | 0
| 2036-07-02 11:30 | 1.6506 | 1.2962 | 0.73 | 0.059 | 9.623 | 0.77703 | 2.63 | 3.688 | 5.0214 | 5.021 | 0.78975 | 0 | 16.3401 | 0 | 0 | 0 | 0 | 0 | 0 | 0 | 0
2036-07-02 | 2036-07-02 12:00 | 1.6489 | 1.2804 | 0.73 | 0.059 | 9.681 | 0.7285 | 2.9458 | 3.4606 | 4.7612 | 4.909 | 1.0278 | 0 | 16.8867 | 0 | 0 | 0 | 0 | 0 | 0 | 0 | 0
| 2036-07-02 12:30 | 1.72 | 1.2628 | 0.73 | 0.059 | 9.6467 | 1.0534 | 3.218 | 3.4267 | 4.3815 | 4.671 | 0.95001 | 0 | 17.2964 | 0 | 0 | 0 | 0 | 0 | 0 | 0 | 0
| 2036-07-02 13:00 | 1.704 | 1.2459 | 0.73 | 0.089 | 9.8794 | 1.2624 | 3.1727 | 3.0078 | 4.0989 | 4.268 | 1.0103 | 0 | 17.7849 | 0 | 0 | 0 | 0 | 0 | 0 | 0 | 0
| 2036-07-02 13:30 | 1.5622 | 1.2316 | 0.73 | 0.059 | 9.8794 | 1.4212 | 2.7319 | 3.2432 | 3.8672 | 3.831 | 1.5227 | 0 | 17.9621 | 0 | 0 | 0 | 0 | 0 | 0 | 0 | 0
| 2036-07-02 14:00 | 1.5541 | 1.2287 | 0.73 | 0.059 | 9.8794 | 1.737 | 3.218 | 2.8367 | 3.7103 | 3.67 | 1.2993 | 0 | 18.4805 | 0 | 0 | 0 | 0 | 0 | 0 | 0 | 0
| 2036-07-02 14:30 | 1.576 | 1.2324 | 0.73 | 0.059 | 9.9354 | 1.7419 | 2.6 | 2.9042 | 3.542 | 3.455 | 2.1572 | 0 | 18.7383 | 0 | 0 | 0 | 0 | 0 | 0 | 0 | 0
| 2036-07-02 15:00 | 1.5626 | 1.2552 | 0.73 | 0.059 | 9.8794 | 2.2713 | 3.259 | 2.4799 | 3.5044 | 3.169 | 1.3547 | 0 | 19.0582 | 0 | 0 | 0 | 0 | 0 | 0 | 0 | 0
| 2036-07-02 15:30 | 1.5685 | 1.2929 | 0.73 | 0.089 | 9.9354 | 2.3263 | 3.259 | 2.2628 | 3.4437 | 2.801 | 1.5022 | 0 | 19.3771 | 0 | 0 | 0 | 0 | 0 | 0 | 0 | 0
| 2036-07-02 16:00 | 1.4952 | 1.2874 | 0.73 | 0.059 | 9.9354 | 3.8163 | 3.218 | 2.3792 | 2.464 | 1.978 | 1.8539 | 0 | 21.1353 | 0 | 0 | 0 | 0 | 0 | 0 | 0 | 0
| 2036-07-02 16:30 | 1.4318 | 1.2607 | 0.73 | 0.059 | 10.0474 | 3.9055 | 3.259 | 2.6085 | 1.3102 | 1.015 | 3.6227 | 0 | 23.0209 | 0 | 0 | 0 | 0 | 0 | 0 | 0 | 0
| 2036-07-02 17:00 | 1.3501 | 1.2763 | 0.73 | 0.059 | 9.9914 | 4.2735 | 3.218 | 2.9045 | 0.38489 | 0.452 | 4.7571 | 0 | 24.3982 | 0 | 0 | 0 | 0 | 0 | 0 | 0 | 0
| 2036-07-02 17:30 | 1.3156 | 1.2972 | 0.73 | 0.089 | 10.0474 | 4.2952 | 3.259 | 3.4898 | 0.0059968 | 0.081 | 5.0815 | 0 | 24.7657 | 0 | 0 | 0 | 0 | 0 | 0 | 0 | 0
| 2036-07-02 18:00 | 1.3135 | 1.3081 | 0.73 | 0.060732 | 10.0474 | 4.2735 | 3.177 | 3.7667 | 0 | 0 | 5.0005 | 0 | 24.5312 | 0 | 0 | 0 | 0 | 0 | 0 | 0 | 0
| 2036-07-02 18:30 | 1.3352 | 1.3067 | 0.73 | 0.059 | 10.0228 | 3.5683 | 3.218 | 4.2953 | 0 | 0 | 4.9641 | 0 | 23.8103 | 0 | 0 | 0 | 0 | 0 | 0 | 0 | 0
| 2036-07-02 19:00 | 1.3827 | 1.319 | 0.73 | 0.059 | 10.0228 | 4.2735 | 3.259 | 3.624 | 0 | 0 | 4.4753 | 0 | 24.1075 | 0 | 0 | 0 | 0 | 0 | 0 | 0 | 0
| 2036-07-02 19:30 | 1.4727 | 1.3343 | 0.73 | 0.059 | 9.9668 | 4.3435 | 3.0304 | 3.2221 | 0 | 0 | 4.8135 | 0 | 24.4064 | 0 | 0 | 0 | 0 | 0 | 0 | 0 | 0
| 2036-07-02 20:00 | 1.5218 | 1.33 | 0.73 | 0.059 | 10.0228 | 4.2894 | 2.7291 | 3.7068 | 0 | 0 | 4.3052 | 0 | 23.6268 | 0 | 0 | 0 | 0 | 0 | 0 | 0 | 0
| 2036-07-02 20:30 | 1.5801 | 1.3287 | 0.73 | 0.059 | 9.9108 | 4.2735 | 3.259 | 4.4967 | 0 | 0 | 2.5639 | 0 | 22.3459 | 0 | 0 | 0 | 0 | 0 | 0 | 0 | 0
| 2036-07-02 21:00 | 1.4974 | 1.3344 | 0.73 | 0.059 | 9.9668 | 3.8584 | 2.449 | 4.2027 | 0 | 0 | 3.4325 | 0 | 21.9808 | 0 | 0 | 0 | 0 | 0 | 0 | 0 | 0
| 2036-07-02 21:30 | 1.4545 | 1.3406 | 0.73 | 0.059 | 9.9668 | 3.2528 | 2.449 | 4.769 | 0 | 0 | 2.4096 | 0 | 20.3806 | 0 | 0 | 0 | 0 | 0 | 0 | 0 | 0
| 2036-07-02 22:00 | 1.522 | 1.3395 | 0.73 | 0.059 | 9.9668 | 2.6551 | 2.449 | 4.6356 | 0 | 0 | 2.757 | 0 | 20.281 | 0 | 0 | 0 | 0 | 0 | 0 | 0 | 0
| 2036-07-02 22:30 | 1.635 | 1.336 | 0.73 | 0.089 | 9.9108 | 2.828 | 2.449 | 4.5931 | 0 | 0 | 1.8227 | 0 | 19.5554 | 0 | 0 | 0 | 0 | 0 | 0 | 0 | 0
| 2036-07-02 23:00 | 1.7654 | 1.3335 | 0.73 | 0.059 | 9.9108 | 2.5171 | 2.4101 | 4.777 | 0 | 0 | 1.2243 | 0 | 18.8225 | 0 | 0 | 0 | 0 | 0 | 0 | 0 | 0
| 2036-07-02 23:30 | 1.9406 | 1.3385 | 0.73 | 0.059 | 9.3316 | 1.8516 | 2.4101 | 5.5661 | 0 | 0 | 0.38599 | 0 | 17.1004 | 0 | 0 | 0 | 0 | 0 | 0 | 0 | 0
| 2036-07-03 | 1.8544 | 1.3334 | 0.73 | 0.001 | 8.8045 | 1.5514 | 2.2535 | 6.1726 | 0 | 0 | 0 | 0 | 15.6999 | 0 | 0 | 0 | 0 | 0 | 0 | 0 | 0
| 2036-07-03 00:30 | 1.9474 | 1.3391 | 0.73 | 0 | 8.7165 | 0.825 | 1.2548 | 7.0653 | 0 | 0 | 0 | 0 | 14.1292 | 0 | 0 | 0 | 0 | 0 | 0 | 0 | 0
| 2036-07-03 01:00 | 1.5017 | 1.3459 | 0.73 | 0 | 8.7165 | 0.56212 | 0 | 8.3847 | 0 | 0 | 0 | 0 | 12.2588 | 0 | 0 | 0 | 0 | 0 | 0 | 0 | 0
| 2036-07-03 01:30 | 0.7652 | 1.3502 | 0.73 | 0 | 7.6001 | 0.0947 | 0 | 10.3419 | 0 | 0 | 0 | 0 | 9.8776 | 0 | 0 | 0 | 0 | 0 | 0 | 0 | 0
| 2036-07-03 02:00 | 0.7652 | 1.3622 | 0.73 | 0 | 6.6977 | 0.034 | 0 | 10.9236 | 0 | 0 | 0 | 0 | 9.0059 | 0 | 0 | 0 | 0 | 0 | 0 | 0 | 0
| 2036-07-03 02:30 | 0.8724 | 1.3747 | 0.73 | 0 | 5.6155 | 0.034 | 0 | 11.5746 | 0 | 0 | 0 | 0 | 8.024 | 0 | 0 | 0 | 0 | 0 | 0 | 0 | 0
| 2036-07-03 03:00 | 0.7652 | 1.3724 | 0.73 | 0 | 4.8463 | 0.0607 | 0 | 12.3663 | 0 | 0 | 0 | 0 | 7.1412 | 0 | 0 | 0 | 0 | 0 | 0 | 0 | 0
| 2036-07-03 03:30 | 0.85027 | 1.3662 | 0.73 | 0 | 4.1747 | 0.034 | 0 | 12.8866 | 0 | 0 | 0 | 0 | 6.519 | 0 | 0 | 0 | 0 | 0 | 0 | 0 | 0
| 2036-07-03 04:00 | 0.7652 | 1.3602 | 0.73 | 0 | 4.995 | 0.034 | 0 | 12.1422 | 0 | 0 | 0 | 0 | 7.2663 | 0 | 0 | 0 | 0 | 0 | 0 | 0 | 0
| 2036-07-03 04:30 | 0.7652 | 1.3561 | 0.73 | 0 | 5.6526 | 0.0607 | 0 | 11.5673 | 0 | 0 | 0 | 0 | 7.9383 | 0 | 0 | 0 | 0 | 0 | 0 | 0 | 0
| 2036-07-03 05:00 | 0.8724 | 1.3643 | 0.73 | 0 | 4.7692 | 0.0354 | 0 | 12.9445 | 0 | 0 | 0 | 0 | 7.0931 | 0 | 0 | 0 | 0 | 0 | 0 | 0 | 0
| 2036-07-03 05:30 | 0.7652 | 1.3638 | 0.73 | 0 | 5.2812 | 0.0607 | 0 | 13.2885 | 0 | 0 | 0 | 0 | 7.488 | 0 | 0 | 0 | 0 | 0 | 0 | 0 | 0
| 2036-07-03 06:00 | 0.7652 | 1.3652 | 0.73 | 0 | 7.1567 | 0.0947 | 0 | 12.7748 | 0 | 0 | 0 | 0 | 9.2578 | 0 | 0 | 0 | 0 | 0 | 0 | 0 | 0
| 2036-07-03 06:30 | 1.0359 | 1.3675 | 0.73 | 0.001 | 8.7165 | 0.37062 | 0 | 12.2619 | 0 | 0 | 0 | 0 | 11.2977 | 0 | 0 | 0 | 0 | 0 | 0 | 0 | 0
| 2036-07-03 07:00 | 1.1747 | 1.3979 | 0.73 | 0 | 8.7165 | 0.74351 | 0.087713 | 11.6846 | 0.49001 | 0.941 | 0 | 0 | 11.9249 | 0 | 0 | 0 | 0 | 0 | 0 | 0 | 0
| 2036-07-03 07:30 | 0.8724 | 1.4346 | 0.73 | 0.05035 | 8.5422 | 0.1897 | 0 | 11.3724 | 2.1249 | 2.312 | 0 | 0 | 10.8739 | 0 | 0 | 0 | 0 | 0 | 0 | 0 | 0
| 2036-07-03 08:00 | 0.80703 | 1.5729 | 0.73 | 0 | 4.1303 | 0.034 | 0 | 11.005 | 5.9093 | 4.776 | 0 | 0 | 6.2563 | 0 | 0 | -0.1 | 0.1 | 0 | 0 | 0 | 0
| 2036-07-03 08:30 | 0.41829 | 1.65 | 0.73 | 0 | 2.8431 | 0.034 | 0 | 10.6014 | 10.766 | 7.454 | 0 | 0 | 0.15956 | -3.048 | 3.048 | -1.4834 | 1.4834 | 0 | 0 | 0 | 0
| 2036-07-03 09:00 | 0.39281 | 1.65 | 0.73 | 0 | 2.8431 | 0.017 | 0 | 9.864 | 12.958 | 9.197 | 0 | 0 | -2.501 | -3.648 | 3.648 | -3.4737 | 3.4737 | 0 | 0 | 0 | 0
| 2036-07-03 09:30 | 0.43457 | 1.65 | 0.73 | 0 | 2.8431 | 0 | 0 | 9.1443 | 14.1401 | 10.587 | 0 | 0 | -3.8835 | -3.648 | 3.648 | -4.9994 | 4.9994 | 0 | 0 | 0 | 0
| 2036-07-03 10:00 | 0.38309 | 1.65 | 0.73 | 0 | 2.8487 | 0.017 | 0 | 8.3158 | 14.5584 | 11.886 | 0 | 0 | -4.5773 | -3.648 | 3.648 | -5.6517 | 5.6517 | 0 | 0 | 0 | 0
| 2036-07-03 10:30 | 0.40993 | 1.65 | 0.73 | 0 | 2.6685 | 0.017 | 0 | 8.1034 | 14.889 | 13.098 | 0 | 0 | -5.8085 | -3.648 | 3.648 | -6.8448 | 6.8448 | 0 | 0 | 0 | 0
| 2036-07-03 11:00 | 0.59148 | 1.65 | 0.73 | 0 | 2.8461 | 0 | 0 | 8.0782 | 15.5916 | 13.266 | 0 | 0 | -6.5169 | -3.648 | 3.648 | -7.8636 | 7.8636 | 0 | 0 | 0 | 0
| 2036-07-03 11:30 | 0.70754 | 1.65 | 0.73 | 0 | 2.5567 | 0.017 | 0 | 8.1652 | 16.264 | 13.157 | 0 | 0 | -7.2872 | -3.648 | 3.648 | -8.4042 | 8.4042 | 0 | 0 | 0 | 0
2036-07-03 | 2036-07-03 12:00 | 0.7102 | 1.65 | 0.73 | 0 | 2.5567 | 0 | 0 | 8.3933 | 16.1346 | 13.281 | 0 | 0 | -7.2433 | -3.648 | 3.648 | -8.4084 | 8.4084 | 0 | 0 | 0 | 0
| 2036-07-03 12:30 | 0.7651 | 1.65 | 0.73 | 0 | 2.5159 | 0.017 | 0 | 8.4573 | 16.1026 | 13.205 | 0 | 0 | -7.9456 | -3.648 | 3.648 | -9.0633 | 9.0633 | 0 | 0 | 0 | 0
| 2036-07-03 13:00 | 0.74383 | 1.65 | 0.73 | 0 | 2.5567 | 0.017 | 0 | 8.4129 | 15.7924 | 12.553 | 0 | 0 | -7.217 | -3.648 | 3.648 | -8.2898 | 8.2898 | 0 | 0 | 0 | 0
| 2036-07-03 13:30 | 0.74969 | 1.65 | 0.73 | 0 | 2.8487 | 0.001 | 0 | 7.6719 | 15.3505 | 11.667 | 0 | 0 | -6.0035 | -3.648 | 3.648 | -7.3963 | 7.3963 | 0 | 0 | 0 | 0
| 2036-07-03 14:00 | 0.74184 | 1.65 | 0.73 | 0 | 2.8487 | 0.017 | 0 | 7.7373 | 15.3001 | 10.471 | 0 | 0 | -5.7985 | -3.648 | 3.648 | -7.2381 | 7.2381 | 0 | 0 | 0 | 0
| 2036-07-03 14:30 | 0.73205 | 1.65 | 0.73 | 0 | 2.8487 | 0.017 | 0 | 7.8043 | 15.2322 | 9.158 | 0 | 0 | -5.2171 | -3.648 | 3.648 | -6.5473 | 6.5473 | 0 | 0 | 0 | 0
| 2036-07-03 15:00 | 0.74355 | 1.65 | 0.73 | 0 | 2.8487 | 0.017 | 0 | 7.8332 | 15.3785 | 7.786 | 0 | 0 | -4.8747 | -3.648 | 3.648 | -6.2662 | 6.2662 | 0 | 0 | 0 | 0
| 2036-07-03 15:30 | 0.7083 | 1.532 | 0.73 | 0 | 2.8487 | 0.034 | 0 | 7.6088 | 10.8078 | 6.328 | 0 | 0 | 1.0973 | -2.3265 | 2.3265 | -1.7892 | 1.7892 | 0 | 0 | 0 | 0
| 2036-07-03 16:00 | 0.8724 | 1.4389 | 0.73 | 0 | 3.2247 | 0.034 | 0 | 7.6802 | 8.1309 | 4.217 | 0 | 0 | 5.6364 | 0 | 0 | 0 | 0 | 0 | 0 | 0 | 0
| 2036-07-03 16:30 | 1.1724 | 1.3501 | 0.73 | 0 | 8.7221 | 0.1897 | 0.43295 | 7.5927 | 2.8477 | 2.015 | 1.1031 | 0 | 13.0162 | 0 | 0 | 0 | 0 | 0 | 0 | 0 | 0
| 2036-07-03 17:00 | 1.5796 | 1.3255 | 0.73 | 0 | 8.7221 | 0.1897 | 1.5578 | 8.2444 | 0.4377 | 0.79 | 2.9657 | 0 | 16.3205 | 0 | 0 | 0 | 0 | 0 | 0 | 0 | 0
| 2036-07-03 17:30 | 1.6145 | 1.3254 | 0.73 | 0 | 8.7221 | 0.72199 | 1.88 | 8.5898 | 0.0079395 | 0.144 | 3.4825 | 0 | 17.6959 | 0 | 0 | 0 | 0 | 0 | 0 | 0 | 0
| 2036-07-03 18:00 | 1.6441 | 1.3435 | 0.73 | 0 | 8.7221 | 0.45806 | 1.9342 | 8.8914 | 0 | 0 | 3.4453 | 0 | 17.4741 | 0 | 0 | 0 | 0 | 0 | 0 | 0 | 0
| 2036-07-03 18:30 | 1.6132 | 1.361 | 0.73 | 0 | 8.7221 | 0.2445 | 1.839 | 9.1725 | 0 | 0 | 3.3031 | 0 | 17.1051 | 0 | 0 | 0 | 0 | 0 | 0 | 0 | 0
| 2036-07-03 19:00 | 1.7065 | 1.3679 | 0.73 | 0 | 8.7221 | 0.42498 | 2.202 | 8.1953 | 0 | 0 | 3.4098 | 0 | 17.7913 | 0 | 0 | 0 | 0 | 0 | 0 | 0 | 0
| 2036-07-03 19:30 | 1.7854 | 1.3712 | 0.73 | 0 | 8.7221 | 0.4897 | 1.88 | 7.7418 | 0 | 0 | 3.6028 | 0 | 17.9168 | 0 | 0 | 0 | 0 | 0 | 0 | 0 | 0
| 2036-07-03 20:00 | 1.7265 | 1.3585 | 0.73 | 0 | 8.7221 | 0.52591 | 1.872 | 7.345 | 0 | 0 | 3.7999 | 0 | 18.1196 | 0 | 0 | 0 | 0 | 0 | 0 | 0 | 0
| 2036-07-03 20:30 | 1.6868 | 1.3544 | 0.73 | 0 | 8.7221 | 1.3666 | 1.5254 | 7.3026 | 0 | 0 | 3.2034 | 0 | 17.841 | 0 | 0 | 0 | 0 | 0 | 0 | 0 | 0
| 2036-07-03 21:00 | 1.6868 | 1.3496 | 0.73 | 0 | 8.7236 | 0.46887 | 2.0035 | 7.4913 | 0 | 0 | 2.9242 | 0 | 17.1633 | 0 | 0 | 0 | 0 | 0 | 0 | 0 | 0
| 2036-07-03 21:30 | 1.6868 | 1.3347 | 0.73 | 0 | 8.7236 | 0.2844 | 1.46 | 7.6833 | 0 | 0 | 2.6391 | 0 | 16.1913 | 0 | 0 | 0 | 0 | 0 | 0 | 0 | 0
| 2036-07-03 22:00 | 1.6868 | 1.3049 | 0.73 | 0 | 8.7236 | 0.37441 | 1.831 | 7.1033 | 0 | 0 | 2.556 | 0 | 16.5803 | 0 | 0 | 0 | 0 | 0 | 0 | 0 | 0
| 2036-07-03 22:30 | 1.6868 | 1.2775 | 0.73 | 0 | 8.7236 | 0.4078 | 1.831 | 6.747 | 0 | 0 | 2.0212 | 0 | 16.0496 | 0 | 0 | 0 | 0 | 0 | 0 | 0 | 0
| 2036-07-03 23:00 | 1.3279 | 1.31 | 0.73 | 0 | 8.7236 | 0.2577 | 2.0078 | 7.4129 | 0 | 0 | 1.1148 | 0 | 14.8396 | 0 | 0 | 0 | 0 | 0 | 0 | 0 | 0
| 2036-07-03 23:30 | 1.1724 | 1.3336 | 0.73 | 0 | 8.7236 | 0.1897 | 1.5822 | 7.9038 | 0 | 0 | 0.70399 | 0 | 13.7728 | 0 | 0 | 0 | 0 | 0 | 0 | 0 | 0
| 2036-07-04 | 1.2796 | 1.3343 | 0.73 | 0 | 8.7236 | 0.0947 | 1.4576 | 7.3927 | 0 | 0 | 0.7758 | 0 | 13.7348 | 0 | 0 | 0 | 0 | 0 | 0 | 0 | 0
| 2036-07-04 00:30 | 1.2796 | 1.3535 | 0.73 | 0 | 8.7236 | 0.0947 | 1.3858 | 7.4583 | 0 | 0 | 0.43188 | 0 | 13.3412 | 0 | 0 | 0 | 0 | 0 | 0 | 0 | 0
| 2036-07-04 01:00 | 1.2796 | 1.3656 | 0.73 | 0 | 8.7236 | 0.0947 | 1.7279 | 6.9848 | 0 | 0 | 0.22709 | 0 | 13.5457 | 0 | 0 | 0 | 0 | 0 | 0 | 0 | 0
| 2036-07-04 01:30 | 1.5796 | 1.3636 | 0.73 | 0 | 8.4987 | 0.1897 | 1.768 | 6.5206 | 0 | 0 | 0 | 0 | 13.539 | 0 | 0 | 0 | 0 | 0 | 0 | 0 | 0
| 2036-07-04 02:00 | 1.7457 | 1.3561 | 0.73 | 0 | 8.5196 | 0.13481 | 1.6245 | 6.267 | 0 | 0 | 0 | 0 | 13.5375 | 0 | 0 | 0 | 0 | 0 | 0 | 0 | 0
| 2036-07-04 02:30 | 1.9398 | 1.3481 | 0.73 | 0 | 8.5229 | 0.1897 | 1.4843 | 5.9607 | 0 | 0 | 0 | 0 | 13.6408 | 0 | 0 | 0 | 0 | 0 | 0 | 0 | 0
| 2036-07-04 03:00 | 1.9668 | 1.3417 | 0.73 | 0 | 8.5229 | 0.1897 | 1.6858 | 5.4922 | 0 | 0 | 0 | 0 | 13.8753 | 0 | 0 | 0 | 0 | 0 | 0 | 0 | 0
| 2036-07-04 03:30 | 1.9758 | 1.3413 | 0.73 | 0 | 8.5229 | 0.1897 | 1.6949 | 5.3303 | 0 | 0 | 0 | 0 | 13.8973 | 0 | 0 | 0 | 0 | 0 | 0 | 0 | 0
| 2036-07-04 04:00 | 1.8739 | 1.3443 | 0.73 | 0 | 8.5229 | 0.11727 | 1.4887 | 5.6703 | 0 | 0 | 0 | 0 | 13.5103 | 0 | 0 | 0 | 0 | 0 | 0 | 0 | 0
| 2036-07-04 04:30 | 1.749 | 1.3583 | 0.73 | 0 | 8.5229 | 0.0947 | 1.6209 | 5.8091 | 0 | 0 | 0.012108 | 0 | 13.4974 | 0 | 0 | 0 | 0 | 0 | 0 | 0 | 0
| 2036-07-04 05:00 | 1.5796 | 1.3614 | 0.73 | 0 | 8.5543 | 0.0947 | 1.5452 | 6.1389 | 0 | 0 | 0.3562 | 0 | 13.6146 | 0 | 0 | 0 | 0 | 0 | 0 | 0 | 0
| 2036-07-04 05:30 | 1.7346 | 1.3573 | 0.73 | 0 | 8.5543 | 0.1897 | 1.831 | 5.9474 | 0 | 0 | 0.79 | 0 | 14.5502 | 0 | 0 | 0 | 0 | 0 | 0 | 0 | 0
| 2036-07-04 06:00 | 1.6844 | 1.3608 | 0.73 | 0 | 8.5543 | 0.1897 | 1.831 | 5.7741 | 0 | 0 | 2.2823 | 0 | 16.0835 | 0 | 0 | 0 | 0 | 0 | 0 | 0 | 0
| 2036-07-04 06:30 | 1.5683 | 1.3635 | 0.73 | 0 | 8.5543 | 0.64622 | 1.831 | 5.9008 | 0 | 0 | 3.1396 | 0 | 17.3237 | 0 | 0 | 0 | 0 | 0 | 0 | 0 | 0
| 2036-07-04 07:00 | 1.5467 | 1.3902 | 0.73 | 0 | 8.5543 | 1.2905 | 1.831 | 5.9101 | 0.75555 | 1.004 | 2.1217 | 0 | 16.8179 | 0 | 0 | 0 | 0 | 0 | 0 | 0 | 0
| 2036-07-04 07:30 | 1.6109 | 1.4212 | 0.73 | 0 | 8.5543 | 1.0016 | 1.831 | 5.8581 | 3.2361 | 2.414 | 0.29067 | 0 | 14.6134 | 0 | 0 | 0 | 0 | 0 | 0 | 0 | 0
| 2036-07-04 08:00 | 0.88722 | 1.5301 | 0.73 | 0 | 7.0943 | 0.0947 | 0 | 6.5143 | 8.2126 | 4.201 | 0 | 0 | 8.2287 | -0.13929 | 0.13929 | -1.0498 | 1.0498 | 0 | 0 | 0 | 0
| 2036-07-04 08:30 | 0.78153 | 1.5757 | 0.73 | 0 | 5.017 | 0.034 | 0 | 6.2011 | 15.0704 | 6.133 | 0 | 0 | 0.56741 | -1.8124 | 1.8124 | -4.6332 | 4.6332 | 0 | 0 | 0 | 0
| 2036-07-04 09:00 | 0.77744 | 1.4707 | 0.73 | 0 | 4.6366 | 0.034 | 0 | 5.8051 | 16.4855 | 7.327 | 0 | 0 | -1.1828 | -2.449 | 2.449 | -5.3145 | 5.3145 | 0 | 0 | 0 | 0
| 2036-07-04 09:30 | 0.95636 | 1.3837 | 0.73 | 0 | 5.1416 | 0.034 | 0 | 4.9171 | 17.1661 | 8.209 | 0 | 0 | -1.5113 | -2.7597 | 2.7597 | -6.0202 | 6.0202 | 0 | 0 | 0 | 0
| 2036-07-04 10:00 | 0.86733 | 1.4308 | 0.73 | 0 | 4.9457 | 0.034 | 0 | 4.6464 | 17.0719 | 9.294 | 0 | 0 | -2.1904 | -2.782 | 2.782 | -6.4883 | 6.4883 | 0 | 0 | 0 | 0
| 2036-07-04 10:30 | 0.80806 | 1.4856 | 0.73 | 0 | 4.552 | 0.034 | 0 | 4.6235 | 16.9262 | 10.366 | 0 | 0 | -2.9498 | -2.982 | 2.982 | -6.6183 | 6.6183 | 0 | 0 | 0 | 0
| 2036-07-04 11:00 | 0.82686 | 1.4921 | 0.73 | 0 | 4.4332 | 0.034 | 0 | 4.2378 | 16.2705 | 11.076 | 0 | 0 | -2.2294 | -2.982 | 2.982 | -5.891 | 5.891 | 0 | 0 | 0 | 0
| 2036-07-04 11:30 | 0.85483 | 1.4717 | 0.73 | 0 | 4.325 | 0.034 | 0 | 3.9497 | 15.7241 | 11.501 | 0 | 0 | -1.7409 | -2.8972 | 2.8972 | -5.4676 | 5.4676 | 0 | 0 | 0 | 0
2036-07-04 | 2036-07-04 12:00 | 0.87701 | 1.4345 | 0.73 | 0 | 4.4186 | 0.034 | 0 | 3.4294 | 15.1971 | 10.82 | 0 | 0 | -0.57664 | -2.9099 | 2.9099 | -4.4463 | 4.4463 | 0 | 0 | 0 | 0
| 2036-07-04 12:30 | 0.8735 | 1.4059 | 0.73 | 0 | 3.9061 | 0.034 | 0 | 3.5149 | 14.9902 | 9.775 | 0 | 0 | -0.28022 | -2.7804 | 2.7804 | -3.7135 | 3.7135 | 0 | 0 | 0 | 0
| 2036-07-04 13:00 | 0.7652 | 1.4063 | 0.73 | 0 | 4.0483 | 0.034 | 0 | 3.1154 | 14.8799 | 9.528 | 0 | 0 | 0.04154 | -2.982 | 2.982 | -3.2078 | 3.2078 | 0 | 0 | 0 | 0
| 2036-07-04 13:30 | 0.75946 | 1.4324 | 0.73 | 0 | 4.4723 | 0.034 | 0 | 2.564 | 14.6625 | 9.444 | 0 | 0 | 0.46437 | -2.4721 | 2.4721 | -3.7583 | 3.7583 | 0 | 0 | 0 | 0
| 2036-07-04 14:00 | 0.75942 | 1.464 | 0.73 | 0 | 4.8749 | 0.034 | 0 | 2.0118 | 14.6048 | 8.594 | 0 | 0 | 1.2973 | -2.649 | 2.649 | -3.1432 | 3.1432 | 0 | 0 | 0 | 0
| 2036-07-04 14:30 | 0.75027 | 1.4867 | 0.73 | 0 | 5.3674 | 0.034 | 0 | 1.6922 | 14.4309 | 7.525 | 0 | 0 | 2.1198 | -2.7048 | 2.7048 | -2.7679 | 2.7679 | 0 | 0 | 0 | 0
| 2036-07-04 15:00 | 0.75664 | 1.4924 | 0.73 | 0 | 5.134 | 0.034 | 0 | 1.8572 | 15.0711 | 6.581 | 0 | 0 | 1.8886 | -2.6668 | 2.6668 | -2.8073 | 2.8073 | 0 | 0 | 0 | 0
| 2036-07-04 15:30 | 0.8645 | 1.383 | 0.73 | 0 | 5.595 | 0.034 | 0 | 2.1736 | 11.0169 | 5.523 | 0 | 0 | 6.1521 | -0.23013 | 0.23013 | -1.7243 | 1.7243 | 0 | 0 | 0 | 0
| 2036-07-04 16:00 | 0.85437 | 1.3428 | 0.73 | 0 | 7.6243 | 0.051 | 0 | 2.4169 | 8.4691 | 3.755 | 0 | 0 | 10.0367 | 0 | 0 | -0.00083278 | 0.00083278 | 0 | 0 | 0 | 0
| 2036-07-04 16:30 | 1.5276 | 1.2526 | 0.73 | 0.001 | 8.4705 | 1.9245 | 1.9545 | 2.6563 | 2.7879 | 1.87 | 1.9377 | 0 | 17.2233 | 0 | 0 | 0 | 0 | 0 | 0 | 0 | 0
| 2036-07-04 17:00 | 1.4298 | 1.2326 | 0.73 | 0.001 | 8.4995 | 2.8613 | 2.7228 | 2.8489 | 0.45749 | 0.806 | 3.8706 | 0 | 20.7741 | 0 | 0 | 0 | 0 | 0 | 0 | 0 | 0
| 2036-07-04 17:30 | 1.3495 | 1.2357 | 0.73 | 0.001 | 8.4995 | 2.9112 | 2.3435 | 3.3651 | 0.0079395 | 0.15 | 5.2444 | 0 | 21.7225 | 0 | 0 | 0 | 0 | 0 | 0 | 0 | 0
| 2036-07-04 18:00 | 1.338 | 1.2392 | 0.73 | 0.001 | 8.4995 | 3.3706 | 2.5955 | 3.6199 | 0 | 0 | 4.4619 | 0 | 21.6297 | 0 | 0 | 0 | 0 | 0 | 0 | 0 | 0
| 2036-07-04 18:30 | 1.3501 | 1.2437 | 0.73 | 0.001 | 8.4995 | 2.9013 | 2.7645 | 4.2662 | 0 | 0 | 4.0579 | 0 | 20.9214 | 0 | 0 | 0 | 0 | 0 | 0 | 0 | 0
| 2036-07-04 19:00 | 1.3943 | 1.2508 | 0.73 | 0.001 | 8.4995 | 2.6038 | 2.5508 | 4.0736 | 0 | 0 | 4.3629 | 0 | 20.8159 | 0 | 0 | 0 | 0 | 0 | 0 | 0 | 0
| 2036-07-04 19:30 | 1.464 | 1.2543 | 0.73 | 0.001 | 8.4995 | 2.6674 | 2.3008 | 4.4773 | 0 | 0 | 3.8267 | 0 | 20.1223 | 0 | 0 | 0 | 0 | 0 | 0 | 0 | 0
| 2036-07-04 20:00 | 1.5396 | 1.2645 | 0.73 | 0.001 | 8.4995 | 3.5057 | 2.5901 | 4.1152 | 0 | 0 | 2.902 | 0 | 20.4093 | 0 | 0 | 0 | 0 | 0 | 0 | 0 | 0
| 2036-07-04 20:30 | 1.6187 | 1.2696 | 0.73 | 0.001 | 8.4995 | 2.8982 | 2.7235 | 4.1908 | 0 | 0 | 2.6032 | 0 | 19.7467 | 0 | 0 | 0 | 0 | 0 | 0 | 0 | 0
| 2036-07-04 21:00 | 1.5993 | 1.2571 | 0.73 | 0.001 | 8.4995 | 2.6662 | 2.1068 | 4.1584 | 0 | 0 | 3.0954 | 0 | 19.3782 | 0 | 0 | 0 | 0 | 0 | 0 | 0 | 0
| 2036-07-04 21:30 | 1.6175 | 1.249 | 0.73 | 0.001 | 8.4995 | 2.6662 | 2.626 | 4.6389 | 0 | 0 | 1.3495 | 0 | 18.1447 | 0 | 0 | 0 | 0 | 0 | 0 | 0 | 0
| 2036-07-04 22:00 | 1.572 | 1.2514 | 0.73 | 0.001 | 8.4995 | 2.3662 | 2.5011 | 4.6939 | 0 | 0 | 1.7772 | 0 | 18.1107 | 0 | 0 | 0 | 0 | 0 | 0 | 0 | 0
| 2036-07-04 22:30 | 1.6087 | 1.2535 | 0.73 | 0.001 | 8.4995 | 1.633 | 2.499 | 5.2349 | 0 | 0 | 1.33 | 0 | 16.9676 | 0 | 0 | 0 | 0 | 0 | 0 | 0 | 0
| 2036-07-04 23:00 | 1.6482 | 1.2505 | 0.73 | 0.001 | 8.4995 | 1.9953 | 2.1896 | 4.6974 | 0 | 0 | 1.4656 | 0 | 17.2091 | 0 | 0 | 0 | 0 | 0 | 0 | 0 | 0
| 2036-07-04 23:30 | 1.6512 | 1.2504 | 0.73 | 0.001 | 8.4995 | 1.9496 | 1.9269 | 4.7937 | 0 | 0 | 1.1824 | 0 | 16.6029 | -0.027 | 0.027 | 0 | 0 | 0 | 0 | 0 | 0
| 2036-07-05 | 1.6487 | 1.2518 | 0.73 | 0 | 8.4995 | 2.4225 | 1.9762 | 4.7685 | 0 | 0 | 0.37271 | 0 | 16.3211 | 0 | 0 | 0 | 0 | 0 | 0 | 0 | 0
| 2036-07-05 00:30 | 1.6744 | 1.2522 | 0.73 | 0 | 8.4995 | 1.8651 | 1.9135 | 4.8581 | 0 | 0 | 0.43707 | 0 | 15.8075 | 0 | 0 | 0 | 0 | 0 | 0 | 0 | 0
| 2036-07-05 01:00 | 1.6721 | 1.2583 | 0.73 | 0 | 8.5309 | 1.2781 | 1.872 | 5.087 | 0 | 0 | 0.30469 | 0 | 15.0916 | 0 | 0 | 0 | 0 | 0 | 0 | 0 | 0
| 2036-07-05 01:30 | 1.6139 | 1.2574 | 0.73 | 0 | 8.5309 | 0.57532 | 1.831 | 5.5039 | 0 | 0 | 0.24614 | 0 | 14.2396 | 0 | 0 | 0 | 0 | 0 | 0 | 0 | 0
| 2036-07-05 02:00 | 1.7468 | 1.2568 | 0.73 | 0 | 8.5309 | 0.94435 | 1.831 | 4.6456 | 0 | 0 | 0.32577 | 0 | 14.8369 | 0 | 0 | 0 | 0 | 0 | 0 | 0 | 0
| 2036-07-05 02:30 | 1.8221 | 1.2554 | 0.73 | 0 | 8.5309 | 1.1336 | 1.8926 | 3.9982 | 0 | 0 | 0.43406 | 0 | 15.2764 | 0 | 0 | 0 | 0 | 0 | 0 | 0 | 0
| 2036-07-05 03:00 | 1.8381 | 1.2472 | 0.73 | 0 | 8.5309 | 1.1287 | 1.831 | 4.1893 | 0 | 0 | 0.30283 | 0 | 15.0903 | 0 | 0 | 0 | 0 | 0 | 0 | 0 | 0
| 2036-07-05 03:30 | 1.7097 | 1.2317 | 0.73 | 0 | 8.5309 | 0.70437 | 1.831 | 4.5832 | 0 | 0 | 0.375 | 0 | 14.5954 | 0 | 0 | 0 | 0 | 0 | 0 | 0 | 0
| 2036-07-05 04:00 | 1.6946 | 1.2323 | 0.73 | 0 | 8.5309 | 0.81876 | 1.831 | 4.4615 | 0 | 0 | 0.375 | 0 | 14.6871 | 0 | 0 | 0 | 0 | 0 | 0 | 0 | 0
| 2036-07-05 04:30 | 1.681 | 1.2309 | 0.73 | 0 | 8.5309 | 0.66114 | 1.831 | 4.5929 | 0 | 0 | 0.43694 | 0 | 14.5637 | 0 | 0 | 0 | 0 | 0 | 0 | 0 | 0
| 2036-07-05 05:00 | 1.6791 | 1.2325 | 0.73 | 0 | 8.5309 | 1.0804 | 1.831 | 4.1554 | 0 | 0 | 0.56484 | 0 | 15.1271 | 0 | 0 | 0 | 0 | 0 | 0 | 0 | 0
| 2036-07-05 05:30 | 1.6837 | 1.2323 | 0.73 | 0 | 8.5309 | 1.3145 | 1.831 | 4.1681 | 0 | 0 | 0.56385 | 0 | 15.3565 | 0 | 0 | 0 | 0 | 0 | 0 | 0 | 0
| 2036-07-05 06:00 | 1.6742 | 1.2327 | 0.73 | 0 | 8.5309 | 1.8093 | 1.9051 | 3.8404 | 0 | 0 | 0.72894 | 0 | 16.0802 | 0 | 0 | 0 | 0 | 0 | 0 | 0 | 0
| 2036-07-05 06:30 | 1.6467 | 1.2342 | 0.73 | 0 | 8.5309 | 1.7152 | 2.1067 | 3.8294 | 0 | 0 | 1.4048 | 0 | 16.8521 | 0 | 0 | 0 | 0 | 0 | 0 | 0 | 0
| 2036-07-05 07:00 | 1.5832 | 1.2396 | 0.73 | 0 | 8.5309 | 1.7152 | 2.4509 | 3.8007 | 0.54117 | 0.507 | 1.0115 | 0 | 16.7547 | 0 | 0 | 0 | 0 | 0 | 0 | 0 | 0
| 2036-07-05 07:30 | 1.5423 | 1.2506 | 0.73 | 0 | 8.5032 | 2.0273 | 1.872 | 3.4334 | 2.5832 | 1.195 | 0.80175 | 0 | 16.117 | 0 | 0 | 0 | 0 | 0 | 0 | 0 | 0
| 2036-07-05 08:00 | 1.6829 | 1.2792 | 0.73 | 0 | 8.0802 | 0.69592 | 0.88085 | 3.3941 | 5.9723 | 2.664 | 0 | 0 | 12.6732 | 0 | 0 | 0 | 0 | 0 | 0 | 0 | 0
| 2036-07-05 08:30 | 1.0846 | 1.3071 | 0.73 | 0 | 7.0432 | 0.051 | 0 | 3.2976 | 9.5815 | 4.206 | 0 | 0 | 9.0755 | 0 | 0 | -0.2051 | 0.2051 | 0 | 0 | 0 | 0
| 2036-07-05 09:00 | 1.0382 | 1.2772 | 0.73 | 0 | 7.1064 | 0.051 | 0 | 2.2183 | 10.5119 | 5.447 | 0 | 0 | 8.9503 | 0 | 0 | -0.40521 | 0.40521 | 0 | 0 | 0 | 0
| 2036-07-05 09:30 | 1.1072 | 1.2596 | 0.73 | 0 | 7.1303 | 0.034 | 0 | 1.6086 | 10.825 | 6.604 | 0 | 0 | 8.578 | 0 | 0 | -0.91681 | 0.91681 | 0 | 0 | 0 | 0
| 2036-07-05 10:00 | 0.87922 | 1.2891 | 0.73 | 0 | 6.4567 | 0.017 | 0 | 1.4269 | 11.5878 | 7.959 | 0 | 0 | 7.0189 | 0 | 0 | -1.6155 | 1.6155 | 0 | 0 | 0 | 0
| 2036-07-05 10:30 | 0.77367 | 1.3345 | 0.73 | 0 | 6.4567 | 0.017 | 0 | 1.3511 | 12.5377 | 9.267 | 0 | 0 | 5.5568 | 0 | 0 | -3.0749 | 3.0749 | 0 | 0 | 0 | 0
| 2036-07-05 11:00 | 0.76886 | 1.3708 | 0.73 | 0 | 6.2021 | 0.017 | 0 | 1.3154 | 13.042 | 9.73 | 0 | 0 | 5.0911 | 0 | 0 | -3.3415 | 3.3415 | 0 | 0 | 0 | 0
| 2036-07-05 11:30 | 0.79106 | 1.4048 | 0.73 | 0 | 5.7394 | 0.017 | 0 | 1.2236 | 13.3578 | 9.868 | 0 | 0 | 4.7521 | 0 | 0 | -3.2936 | 3.2936 | 0 | 0 | 0 | 0
2036-07-05 | 2036-07-05 12:00 | 0.75786 | 1.4306 | 0.73 | 0 | 6.1871 | 0.017 | 0 | 1.1006 | 12.8067 | 9.582 | 0 | 0 | 5.3582 | 0 | 0 | -3.1363 | 3.1363 | 0 | 0 | 0 | 0
| 2036-07-05 12:30 | 0.78381 | 1.4494 | 0.73 | 0 | 6.4742 | 0.017 | 0 | 1.0862 | 12.1766 | 8.993 | 0 | 0 | 6.1818 | 0 | 0 | -2.619 | 2.619 | 0 | 0 | 0 | 0
| 2036-07-05 13:00 | 0.82216 | 1.4164 | 0.73 | 0 | 6.4742 | 0.017 | 0 | 1.0161 | 11.5301 | 8.316 | 0 | 0 | 6.7053 | 0 | 0 | -2.1142 | 2.1142 | 0 | 0 | 0 | 0
| 2036-07-05 13:30 | 0.88658 | 1.36 | 0.73 | 0 | 6.4742 | 0.017 | 0 | 1.0795 | 10.6819 | 7.516 | 0 | 0 | 7.6391 | 0 | 0 | -1.144 | 1.144 | 0 | 0 | 0 | 0
| 2036-07-05 14:00 | 0.94962 | 1.3215 | 0.73 | 0 | 7.2644 | 0.034 | 0 | 1.0186 | 9.2981 | 6.727 | 0 | 0 | 9.3378 | 0 | 0 | -0.33963 | 0.33963 | 0 | 0 | 0 | 0
| 2036-07-05 14:30 | 1.4178 | 1.2899 | 0.73 | 0 | 8.521 | 0.146 | 0 | 1.0727 | 7.5293 | 5.911 | 0 | 0 | 11.4745 | 0 | 0 | 0 | 0 | 0 | 0 | 0 | 0
| 2036-07-05 15:00 | 1.6198 | 1.2911 | 0.73 | 0 | 8.521 | 0.1727 | 1.0912 | 1.1495 | 6.6912 | 4.982 | 0 | 0 | 12.7088 | 0 | 0 | 0 | 0 | 0 | 0 | 0 | 0
| 2036-07-05 15:30 | 1.8236 | 1.2907 | 0.73 | 0.001 | 8.521 | 0.1727 | 1.9013 | 1.2559 | 5.0702 | 3.958 | 1.0176 | 0 | 14.7665 | 0 | 0 | 0 | 0 | 0 | 0 | 0 | 0
| 2036-07-05 16:00 | 1.5795 | 1.2699 | 0.73 | 0.001 | 8.521 | 1.1147 | 2.3304 | 1.6793 | 3.7869 | 2.785 | 1.7522 | 0 | 16.6323 | 0 | 0 | 0 | 0 | 0 | 0 | 0 | 0
| 2036-07-05 16:30 | 1.4386 | 1.2244 | 0.73 | 0.001 | 8.521 | 1.7141 | 2.4416 | 2.2485 | 1.8345 | 1.634 | 3.5086 | 0 | 19.0215 | 0 | 0 | 0 | 0 | 0 | 0 | 0 | 0
| 2036-07-05 17:00 | 1.3269 | 1.2191 | 0.73 | 0.001 | 8.521 | 2.6832 | 2.7236 | 2.834 | 0.42427 | 0.711 | 4.4775 | 0 | 20.9762 | 0 | 0 | 0 | 0 | 0 | 0 | 0 | 0
| 2036-07-05 17:30 | 1.2797 | 1.2188 | 0.73 | 0.001 | 8.2866 | 2.9209 | 2.888 | 3.2473 | 0.0088623 | 0.133 | 5.1056 | 0 | 21.7094 | 0 | 0 | 0 | 0 | 0 | 0 | 0 | 0
| 2036-07-05 18:00 | 1.2724 | 1.218 | 0.73 | 0.001 | 8.2866 | 3.5456 | 2.641 | 3.664 | 0 | 0 | 4.2916 | 0 | 21.2696 | 0 | 0 | 0 | 0 | 0 | 0 | 0 | 0
| 2036-07-05 18:30 | 1.2852 | 1.2176 | 0.73 | 0.001 | 8.2866 | 3.5755 | 1.8435 | 4.268 | 0 | 0 | 4.1209 | 0 | 20.3555 | 0 | 0 | 0 | 0 | 0 | 0 | 0 | 0
| 2036-07-05 19:00 | 1.3079 | 1.2175 | 0.73 | 0.001 | 8.2866 | 3.5692 | 2.806 | 4.1363 | 0 | 0 | 2.8056 | 0 | 19.9913 | 0 | 0 | 0 | 0 | 0 | 0 | 0 | 0
| 2036-07-05 19:30 | 1.3322 | 1.2176 | 0.73 | 0.001 | 8.2866 | 3.3069 | 2.5948 | 4.3968 | 0 | 0 | 2.5179 | 0 | 19.2917 | 0 | 0 | 0 | 0 | 0 | 0 | 0 | 0
| 2036-07-05 20:00 | 1.2977 | 1.2175 | 0.73 | 0.001 | 8.2866 | 3.7182 | 2.2254 | 4.0243 | 0 | 0 | 2.6146 | 0 | 19.3833 | 0 | 0 | 0 | 0 | 0 | 0 | 0 | 0
| 2036-07-05 20:30 | 1.3513 | 1.2177 | 0.73 | 0.001 | 8.2866 | 3.7182 | 2.4911 | 3.7822 | 0 | 0 | 2.3158 | 0 | 19.4103 | 0 | 0 | 0 | 0 | 0 | 0 | 0 | 0
| 2036-07-05 21:00 | 1.2747 | 1.22 | 0.73 | 0.001 | 8.2866 | 3.4182 | 2.641 | 3.7813 | 0 | 0 | 2.287 | 0 | 19.2252 | 0 | 0 | 0 | 0 | 0 | 0 | 0 | 0
| 2036-07-05 21:30 | 1.2227 | 1.2279 | 0.73 | 0.001 | 8.2866 | 3.6842 | 1.9253 | 3.9647 | 0 | 0 | 2.3086 | 0 | 18.7329 | 0 | 0 | 0 | 0 | 0 | 0 | 0 | 0
| 2036-07-05 22:00 | 1.2478 | 1.2288 | 0.73 | 0.001 | 8.2866 | 2.8182 | 2.481 | 3.9953 | 0 | 0 | 2.8928 | 0 | 19.0173 | 0 | 0 | 0 | 0 | 0 | 0 | 0 | 0
| 2036-07-05 22:30 | 1.3532 | 1.2272 | 0.73 | 0.001 | 8.2866 | 3.7433 | 2.4935 | 4.2616 | 0 | 0 | 1.0161 | 0 | 18.1679 | 0 | 0 | 0 | 0 | 0 | 0 | 0 | 0
| 2036-07-05 23:00 | 1.4087 | 1.2286 | 0.73 | 0.001 | 8.2866 | 3.8228 | 2.3412 | 4.2045 | 0 | 0 | 0.77844 | 0 | 17.9201 | 0 | 0 | 0 | 0 | 0 | 0 | 0 | 0
| 2036-07-05 23:30 | 1.4732 | 1.2281 | 0.73 | 0 | 8.2866 | 3.1308 | 2.0258 | 4.3489 | 0 | 0 | 0.94699 | 0 | 17.1807 | 0 | 0 | 0 | 0 | 0 | 0 | 0 | 0
| 2036-07-06 | 1.4684 | 1.2291 | 0.73 | 0.059 | 8.9786 | 1.7775 | 2.2367 | 4.2834 | 0 | 0 | 0.58964 | 0 | 16.4091 | 0 | 0 | 0 | 0 | 0 | 0 | 0 | 0
| 2036-07-06 00:30 | 1.4527 | 1.2299 | 0.73 | 0.059 | 8.9786 | 1.5528 | 1.872 | 4.5674 | 0 | 0 | 0.4568 | 0 | 15.6771 | 0 | 0 | 0 | 0 | 0 | 0 | 0 | 0
| 2036-07-06 01:00 | 1.4719 | 1.2414 | 0.73 | 0.058 | 8.9786 | 1.4328 | 1.831 | 4.5949 | 0 | 0 | 0.067818 | 0 | 15.1647 | 0 | 0 | 0 | 0 | 0 | 0 | 0 | 0
| 2036-07-06 01:30 | 1.4533 | 1.25 | 0.73 | 0.058 | 8.6237 | 1.109 | 1.831 | 4.9763 | 0 | 0 | 0 | 0 | 14.4303 | 0 | 0 | 0 | 0 | 0 | 0 | 0 | 0
| 2036-07-06 02:00 | 1.4909 | 1.2506 | 0.73 | 0.058 | 8.2866 | 0.85959 | 1.831 | 5.0766 | 0 | 0 | 0 | 0 | 13.9019 | 0 | 0 | 0 | 0 | 0 | 0 | 0 | 0
| 2036-07-06 02:30 | 1.5301 | 1.25 | 0.73 | 0 | 8.2866 | 0.52617 | 1.2847 | 5.7758 | 0 | 0 | 0 | 0 | 13.0848 | 0 | 0 | 0 | 0 | 0 | 0 | 0 | 0
| 2036-07-06 03:00 | 1.4408 | 1.2455 | 0.73 | 0 | 8.2866 | 0.21279 | 1.3865 | 5.7 | 0 | 0 | 0 | 0 | 12.7855 | 0 | 0 | 0 | 0 | 0 | 0 | 0 | 0
| 2036-07-06 03:30 | 1.25 | 1.24 | 0.73 | 0 | 8.2866 | 0.20715 | 0.363 | 6.1784 | 0 | 0 | 0 | 0 | 11.5761 | 0 | 0 | 0 | 0 | 0 | 0 | 0 | 0
| 2036-07-06 04:00 | 1.2384 | 1.2599 | 0.73 | 0 | 8.2866 | 0.23286 | 0.098133 | 6.443 | 0 | 0 | 0 | 0 | 11.3316 | 0 | 0 | 0 | 0 | 0 | 0 | 0 | 0
| 2036-07-06 04:30 | 1.1817 | 1.2909 | 0.73 | 0 | 8.2866 | 0.11641 | 0.020514 | 6.7977 | 0 | 0 | 0 | 0 | 11.1059 | 0 | 0 | 0 | 0 | 0 | 0 | 0 | 0
| 2036-07-06 05:00 | 1.4927 | 1.2838 | 0.73 | 0 | 8.2866 | 0.082121 | 0.03546 | 7.3466 | 0 | 0 | 0 | 0 | 11.4009 | 0 | 0 | 0 | 0 | 0 | 0 | 0 | 0
| 2036-07-06 05:30 | 1.3187 | 1.2794 | 0.73 | 0 | 8.2866 | 0.034 | 0 | 7.9858 | 0 | 0 | 0 | 0 | 11.1678 | 0 | 0 | 0 | 0 | 0 | 0 | 0 | 0
| 2036-07-06 06:00 | 1.5796 | 1.2578 | 0.73 | 0 | 8.2866 | 0.15042 | 0 | 7.9394 | 0 | 0 | 0 | 0 | 11.4901 | 0 | 0 | 0 | 0 | 0 | 0 | 0 | 0
| 2036-07-06 06:30 | 1.6383 | 1.2396 | 0.73 | 0 | 8.2866 | 0.60552 | 0 | 8.1349 | 0 | 0 | 0 | 0 | 11.9377 | 0 | 0 | 0 | 0 | 0 | 0 | 0 | 0
| 2036-07-06 07:00 | 1.6243 | 1.2491 | 0.73 | 0 | 8.3009 | 0.91866 | 0.363 | 7.9539 | 0.21767 | 0.206 | 0 | 0 | 12.572 | 0 | 0 | 0 | 0 | 0 | 0 | 0 | 0
| 2036-07-06 07:30 | 1.5059 | 1.2712 | 0.73 | 0 | 8.3009 | 1.0704 | 0 | 8.3357 | 1.1756 | 0.585 | 0 | 0 | 12.2123 | 0 | 0 | 0 | 0 | 0 | 0 | 0 | 0
| 2036-07-06 08:00 | 0.84139 | 1.3116 | 0.73 | 0 | 8.2117 | 0.036269 | 0 | 7.2967 | 3.8714 | 2.314 | 0 | 0 | 10.5095 | 0 | 0 | 0 | 0 | 0 | 0 | 0 | 0
| 2036-07-06 08:30 | 0.84295 | 1.3606 | 0.73 | 0 | 7.117 | 0.017 | 0 | 6.7312 | 7.0364 | 4.341 | 0 | 0 | 7.1809 | -0.24 | 0.24 | -2.0342 | 2.0342 | 0 | 0 | 0 | 0
| 2036-07-06 09:00 | 0.7652 | 1.3445 | 0.73 | 0 | 6.4507 | 0 | 0 | 5.7842 | 8.8616 | 5.74 | 0 | 0 | 5.8768 | -0.025116 | 0.025116 | -2.7215 | 2.7215 | 0 | 0 | 0 | 0
| 2036-07-06 09:30 | 0.7652 | 1.3203 | 0.73 | 0 | 5.9401 | 0.017 | 0 | 5.1944 | 9.3653 | 6.946 | 0 | 0 | 5.2958 | -0.33811 | 0.33811 | -2.4577 | 2.4577 | 0 | 0 | 0 | 0
| 2036-07-06 10:00 | 0.7667 | 1.2965 | 0.73 | 0 | 5.2486 | 0.017 | 0 | 4.6396 | 10.1937 | 8.472 | 0 | 0 | 3.6393 | -0.98944 | 0.98944 | -2.9041 | 2.9041 | 0 | 0 | 0 | 0
| 2036-07-06 10:30 | 0.8724 | 1.2809 | 0.73 | 0 | 4.1012 | 0.017 | 0 | 4.3726 | 10.8948 | 10.109 | 0 | 0 | 1.9202 | -1.3814 | 1.3814 | -3.1971 | 3.1971 | 0 | 0 | 0 | 0
| 2036-07-06 11:00 | 0.72628 | 1.3485 | 0.73 | 0 | 3.5057 | 0.017 | 0 | 5.3001 | 11.5852 | 11.22 | 0 | 0 | -0.3807 | -1.6602 | 1.6602 | -4.5476 | 4.5476 | 0 | 0 | 0 | 0
| 2036-07-06 11:30 | 0.80935 | 1.4315 | 0.73 | 0 | 3.4437 | 0.017 | 0 | 6.4311 | 12.2969 | 12.094 | 0 | 0 | -2.3594 | -2.5212 | 2.5212 | -5.7598 | 5.7598 | 0 | 0 | 0 | 0
2036-07-06 | 2036-07-06 12:00 | 0.87641 | 1.5157 | 0.59386 | 0 | 3.3857 | 0.017 | 0 | 6.2432 | 12.742 | 13.049 | 0 | 0 | -2.8116 | -2.6016 | 2.6016 | -6.1143 | 6.1143 | 0 | 0 | 0 | 0
| 2036-07-06 12:30 | 0.98944 | 1.6067 | 0.59386 | 0 | 3.4437 | 0.017 | 0 | 6.4189 | 13.2771 | 13.782 | 0 | 0 | -3.9445 | -2.6591 | 2.6591 | -7.4556 | 7.4556 | 0 | 0 | 0 | 0
| 2036-07-06 13:00 | 1.031 | 1.603 | 0.59386 | 0 | 3.4134 | 0.017 | 0 | 6.5697 | 13.0699 | 12.791 | 0 | 0 | -3.443 | -2.3574 | 2.3574 | -7.2337 | 7.2337 | 0 | 0 | 0 | 0
| 2036-07-06 13:30 | 1.075 | 1.5503 | 0.59386 | 0 | 3.3857 | 0.017 | 0 | 6.7927 | 12.529 | 11.31 | 0 | 0 | -2.6951 | -2.2824 | 2.2824 | -6.4788 | 6.4788 | 0 | 0 | 0 | 0
| 2036-07-06 14:00 | 1.0996 | 1.4467 | 0.59386 | 0 | 3.5057 | 0.017 | 0 | 7.1826 | 11.7082 | 9.948 | 0 | 0 | -2.1922 | -2.1057 | 2.1057 | -6.2021 | 6.2021 | 0 | 0 | 0 | 0
| 2036-07-06 14:30 | 1.0692 | 1.322 | 0.59386 | 0 | 3.5067 | 0 | 0 | 8.5644 | 10.7579 | 8.613 | 0 | 0 | -2.1718 | -2.5857 | 2.5857 | -5.485 | 5.485 | 0 | 0 | 0 | 0
| 2036-07-06 15:00 | 1.0813 | 1.3044 | 0.59386 | 0 | 3.7081 | 0.017 | 0 | 7.4054 | 11.0427 | 7.239 | 0 | 0 | -0.26259 | -1.8248 | 1.8248 | -4.5907 | 4.5907 | 0 | 0 | 0 | 0
| 2036-07-06 15:30 | 1.0794 | 1.3288 | 0.59386 | 0 | 5.2976 | 0.017 | 0 | 7.0263 | 8.1581 | 5.814 | 0 | 0 | 4.0241 | -0.573 | 0.573 | -3.1845 | 3.1845 | 0 | 0 | 0 | 0
| 2036-07-06 16:00 | 1.0425 | 1.2905 | 0.59386 | 0 | 6.9585 | 0.017 | 0 | 7.7089 | 6.5212 | 3.85 | 0 | 0 | 6.5355 | -0.24 | 0.24 | -2.549 | 2.549 | 0 | 0 | 0 | 0
| 2036-07-06 16:30 | 1.9868 | 1.2506 | 0.59386 | 0.001 | 8.3041 | 0.2257 | 0.8336 | 7.6926 | 2.4128 | 1.796 | 0.21286 | 0 | 12.7332 | 0 | 0 | 0 | 0 | 0 | 0 | 0 | 0
| 2036-07-06 17:00 | 2.094 | 1.232 | 0.59386 | 0.001 | 7.8481 | 0.8507 | 1.105 | 9.0206 | 0.44501 | 0.72 | 1.6528 | 0 | 14.5579 | 0 | 0 | 0 | 0 | 0 | 0 | 0 | 0
| 2036-07-06 17:30 | 2.068 | 1.2326 | 0.59386 | 0.001 | 7.8481 | 0.5977 | 1.4829 | 9.784 | 0.0094653 | 0.141 | 2.1599 | 0 | 15.2161 | 0 | 0 | 0 | 0 | 0 | 0 | 0 | 0
| 2036-07-06 18:00 | 2.094 | 1.2435 | 0.59386 | 0.001 | 7.8306 | 0.8167 | 1.872 | 9.1182 | 0 | 0 | 2.2378 | 0 | 15.9224 | 0 | 0 | 0 | 0 | 0 | 0 | 0 | 0
| 2036-07-06 18:30 | 2.094 | 1.2596 | 0.59386 | 0.001 | 7.8306 | 0.73925 | 1.8608 | 8.8845 | 0 | 0 | 2.1273 | 0 | 15.773 | 0 | 0 | 0 | 0 | 0 | 0 | 0 | 0
| 2036-07-06 19:00 | 2.094 | 1.299 | 0.59386 | 0.001 | 7.7976 | 0.6317 | 1.839 | 9.3747 | 0 | 0 | 1.5824 | 0 | 15.0479 | 0 | 0 | 0 | 0 | 0 | 0 | 0 | 0
| 2036-07-06 19:30 | 1.6132 | 1.3556 | 0.59386 | 0.001 | 7.7976 | 0.4447 | 1.113 | 10.4704 | 0 | 0 | 1.6476 | 0 | 13.7971 | 0 | 0 | 0 | 0 | 0 | 0 | 0 | 0
| 2036-07-06 20:00 | 1.5771 | 1.354 | 0.59386 | 0.001 | 7.7976 | 0.78106 | 0.734 | 10.7162 | 0 | 0 | 1.5202 | 0 | 13.4684 | 0 | 0 | 0 | 0 | 0 | 0 | 0 | 0
| 2036-07-06 20:30 | 1.312 | 1.3398 | 0.59386 | 0.001 | 7.7976 | 0.3497 | 1.5429 | 10.6273 | 0 | 0 | 1.1647 | 0 | 13.2313 | 0 | 0 | 0 | 0 | 0 | 0 | 0 | 0
| 2036-07-06 21:00 | 1.1724 | 1.3596 | 0.59386 | 0.001 | 7.7976 | 0.5027 | 0.734 | 11.0534 | 0 | 0 | 1.1277 | 0 | 12.4011 | 0 | 0 | 0 | 0 | 0 | 0 | 0 | 0
| 2036-07-06 21:30 | 0.81479 | 1.3698 | 0.59386 | 0.001 | 7.2681 | 0.017 | 0.775 | 11.8625 | 0 | 0 | 0.94788 | 0 | 10.957 | 0 | 0 | 0 | 0 | 0 | 0 | 0 | 0
| 2036-07-06 22:00 | 0.8724 | 1.3683 | 0.59386 | 0.001 | 6.9332 | 0.389 | 0.404 | 11.6425 | 0 | 0 | 1.4447 | 0 | 11.1411 | 0 | 0 | 0 | 0 | 0 | 0 | 0 | 0
| 2036-07-06 22:30 | 0.86607 | 1.3597 | 0.59386 | 0.001 | 6.6537 | 0.236 | 0.775 | 11.5429 | 0 | 0 | 1.0808 | 0 | 10.7096 | 0 | 0 | 0 | 0 | 0 | 0 | 0 | 0
| 2036-07-06 23:00 | 0.7652 | 1.3634 | 0.59386 | 0.001 | 6.4947 | 0.389 | 0.775 | 11.3825 | 0 | 0 | 1.0459 | 0 | 10.602 | 0 | 0 | 0 | 0 | 0 | 0 | 0 | 0
| 2036-07-06 23:30 | 0.76941 | 1.368 | 0.59386 | 0.001 | 5.978 | 0.389 | 0.404 | 11.3486 | 0 | 0 | 1.191 | 0 | 9.92 | 0 | 0 | 0 | 0 | 0 | 0 | 0 | 0
| 2036-07-07 | 0.8724 | 1.3688 | 0.59386 | 0.014073 | 6.1351 | 0.59203 | 0.49949 | 11.0989 | 0 | 0 | 0.23614 | 0 | 9.5226 | 0 | 0 | 0 | 0 | 0 | 0 | 0 | 0
| 2036-07-07 00:30 | 0.8724 | 1.3565 | 0.59386 | 0.0038602 | 5.8167 | 0.48718 | 0.51396 | 11.1202 | 0 | 0 | 0.29878 | 0 | 9.1685 | 0 | 0 | 0 | 0 | 0 | 0 | 0 | 0
| 2036-07-07 01:00 | 0.84881 | 1.367 | 0.59386 | 0.045505 | 6.0787 | 0.48719 | 0.363 | 10.9677 | 0 | 0 | 0.17196 | 0 | 9.1454 | 0 | 0 | 0 | 0 | 0 | 0 | 0 | 0
| 2036-07-07 01:30 | 0.8724 | 1.3506 | 0.59386 | 0.001 | 5.791 | 0.4872 | 0.33093 | 10.7652 | 0 | 0 | 0.46511 | 0 | 9.1453 | 0 | 0 | 0 | 0 | 0 | 0 | 0 | 0
| 2036-07-07 02:00 | 0.8724 | 1.3391 | 0.59386 | 0.001 | 6.3769 | 0.25137 | 0.58995 | 10.2895 | 0 | 0 | 0.24239 | 0 | 9.496 | 0 | 0 | 0 | 0 | 0 | 0 | 0 | 0
| 2036-07-07 02:30 | 0.81015 | 1.3442 | 0.59386 | 0.001 | 6.2989 | 0.5042 | 0.51019 | 10.0275 | 0 | 0 | 0.49174 | 0 | 9.774 | 0 | 0 | 0 | 0 | 0 | 0 | 0 | 0
| 2036-07-07 03:00 | 0.8724 | 1.347 | 0.59386 | 0.001 | 6.9312 | 0.3647 | 0.7011 | 9.5643 | 0 | 0 | 0.21817 | 0 | 10.2392 | 0 | 0 | 0 | 0 | 0 | 0 | 0 | 0
| 2036-07-07 03:30 | 0.8724 | 1.3534 | 0.59386 | 0.001 | 7.1941 | 0.27482 | 0.363 | 9.4404 | 0 | 0 | 0.49026 | 0 | 10.3432 | 0 | 0 | 0 | 0 | 0 | 0 | 0 | 0
| 2036-07-07 04:00 | 0.8724 | 1.3659 | 0.59386 | 0.001 | 6.6421 | 0.389 | 0.70101 | 9.6423 | 0 | 0 | 0.37414 | 0 | 10.1403 | 0 | 0 | 0 | 0 | 0 | 0 | 0 | 0
| 2036-07-07 04:30 | 0.8724 | 1.375 | 0.59386 | 0.001 | 6.9986 | 0.77595 | 0.41792 | 9.8299 | 0 | 0 | 0 | 0 | 9.9447 | 0 | 0 | -0.29901 | 0.29901 | 0 | 0 | 0 | 0
| 2036-07-07 05:00 | 0.81709 | 1.3649 | 0.59386 | 0.001 | 7.1876 | 0.236 | 0.87295 | 9.5841 | 0 | 0 | 0.11654 | 0 | 10.3804 | 0 | 0 | 0 | 0 | 0 | 0 | 0 | 0
| 2036-07-07 05:30 | 0.83104 | 1.3535 | 0.59386 | 0.001 | 7.6196 | 0.62724 | 1.211 | 8.4371 | 0 | 0 | 0.60337 | 0 | 12.0735 | 0 | 0 | 0 | 0 | 0 | 0 | 0 | 0
| 2036-07-07 06:00 | 0.90421 | 1.3496 | 0.59386 | 0.0033063 | 7.6196 | 0.695 | 1.8058 | 8.0627 | 0 | 0 | 1.2429 | 0 | 13.4405 | 0 | 0 | 0 | 0 | 0 | 0 | 0 | 0
| 2036-07-07 06:30 | 1.1297 | 1.3361 | 0.59386 | 0.038858 | 8.3116 | 0.323 | 1.6432 | 7.913 | 0 | 0 | 2.5432 | 0 | 15.0377 | 0 | 0 | 0 | 0 | 0 | 0 | 0 | 0
| 2036-07-07 07:00 | 1.2375 | 1.3389 | 0.59386 | 0.058 | 8.3116 | 0.79 | 1.722 | 7.5089 | 0.30424 | 0.414 | 2.9385 | 0 | 16.1644 | 0 | 0 | 0 | 0 | 0 | 0 | 0 | 0
| 2036-07-07 07:30 | 1.2212 | 1.3341 | 0.59386 | 0.058 | 8.3116 | 0.79 | 2.008 | 6.7353 | 1.4067 | 0.985 | 3.2426 | 0 | 16.6446 | 0 | 0 | 0 | 0 | 0 | 0 | 0 | 0
| 2036-07-07 08:00 | 1.2896 | 1.3333 | 0.59386 | 0.058 | 7.7048 | 0.418 | 2.3774 | 6.4389 | 3.5086 | 2.141 | 2.1382 | 0 | 15.012 | 0 | 0 | 0 | 0 | 0 | 0 | 0 | 0
| 2036-07-07 08:30 | 1.1461 | 1.3288 | 0.59386 | 0.058 | 7.9116 | 0.253 | 0.52973 | 6.7019 | 6.0771 | 3.462 | 0.57459 | 0 | 11.5115 | 0 | 0 | 0 | 0 | 0 | 0 | 0 | 0
| 2036-07-07 09:00 | 0.76719 | 1.3488 | 0.59386 | 0 | 6.5704 | 0.017 | 0 | 6.0219 | 9.0592 | 4.7 | 0 | 0 | 8.3705 | 0 | 0 | -0.19402 | 0.19402 | 0 | 0 | 0 | 0
| 2036-07-07 09:30 | 0.8724 | 1.3706 | 0.59386 | 0 | 6.2316 | 0.017 | 0 | 5.015 | 10.7292 | 5.884 | 0 | 0 | 6.8163 | 0 | 0 | -1.6871 | 1.6871 | 0 | 0 | 0 | 0
| 2036-07-07 10:00 | 0.8724 | 1.3675 | 0.59386 | 0 | 6.4363 | 0.017 | 0 | 4.0575 | 11.6622 | 6.682 | 0 | 0 | 5.8639 | 0 | 0 | -2.8861 | 2.8861 | 0 | 0 | 0 | 0
| 2036-07-07 10:30 | 0.8724 | 1.366 | 0.59386 | 0 | 6.4862 | 0.017 | 0 | 3.6037 | 12.3533 | 7.354 | 0 | 0 | 5.1346 | -0.24 | 0.24 | -3.4592 | 3.4592 | 0 | 0 | 0 | 0
| 2036-07-07 11:00 | 0.8724 | 1.4142 | 0.59386 | 0 | 6.0395 | 0.017 | 0 | 3.3955 | 12.6397 | 7.857 | 0 | 0 | 4.7023 | -0.24 | 0.24 | -3.4929 | 3.4929 | 0 | 0 | 0 | 0
| 2036-07-07 11:30 | 0.8724 | 1.4703 | 0.59386 | 0 | 5.568 | 0.017 | 0 | 3.2753 | 12.8613 | 8.231 | 0 | 0 | 4.122 | -0.24 | 0.24 | -3.6629 | 3.6629 | 0 | 0 | 0 | 0
2036-07-07 | 2036-07-07 12:00 | 0.8724 | 1.448 | 0.59386 | 0 | 6.2299 | 0.017 | 0 | 2.6755 | 12.7328 | 8.163 | 0 | 0 | 4.6963 | -0.24 | 0.24 | -3.7217 | 3.7217 | 0 | 0 | 0 | 0
| 2036-07-07 12:30 | 0.8724 | 1.4224 | 0.59386 | 0 | 6.7625 | 0.017 | 0 | 2.3584 | 12.5984 | 7.93 | 0 | 0 | 5.1388 | -0.24 | 0.24 | -3.7656 | 3.7656 | 0 | 0 | 0 | 0
| 2036-07-07 13:00 | 0.99683 | 1.4075 | 0.59386 | 0 | 6.9441 | 0.017 | 0 | 2.2422 | 11.6112 | 7.629 | 0 | 0 | 6.2372 | -0.0086824 | 0.0086824 | -3.1994 | 3.1994 | 0 | 0 | 0 | 0
| 2036-07-07 13:30 | 1.1404 | 1.3969 | 0.59386 | 0 | 7.1658 | 0.034 | 0 | 2.2491 | 10.3645 | 7.273 | 0 | 0 | 7.6419 | 0 | 0 | -2.1749 | 2.1749 | 0 | 0 | 0 | 0
| 2036-07-07 14:00 | 1.128 | 1.3738 | 0.59386 | 0 | 7.2865 | 0.034 | 0 | 1.9166 | 10.33 | 6.71 | 0 | 0 | 8.291 | 0 | 0 | -1.6073 | 1.6073 | 0 | 0 | 0 | 0
| 2036-07-07 14:30 | 1.1334 | 1.3411 | 0.59386 | 0 | 7.2865 | 0.034 | 0 | 1.807 | 10.8166 | 6.13 | 0 | 0 | 7.8449 | 0 | 0 | -2.0119 | 2.0119 | 0 | 0 | 0 | 0
| 2036-07-07 15:00 | 1.1231 | 1.3401 | 0.59386 | 0 | 7.2865 | 0.034 | 0 | 1.9878 | 10.8626 | 5.373 | 0 | 0 | 7.9212 | 0 | 0 | -1.9163 | 1.9163 | 0 | 0 | 0 | 0
| 2036-07-07 15:30 | 0.86067 | 1.3433 | 0.59386 | 0 | 7.8941 | 0.034 | 0 | 2.264 | 8.6317 | 4.623 | 0 | 0 | 10.1339 | 0 | 0 | -0.058234 | 0.058234 | 0 | 0 | 0 | 0
| 2036-07-07 16:00 | 1.3289 | 1.3364 | 0.59386 | 0.001 | 8.5861 | 0.83389 | 0.75866 | 2.3169 | 6.5005 | 3.284 | 0.37427 | 0 | 13.1612 | 0 | 0 | 0 | 0 | 0 | 0 | 0 | 0
| 2036-07-07 16:30 | 1.1957 | 1.3245 | 0.59386 | 0.001 | 8.5861 | 3.1102 | 2.1997 | 2.5964 | 2.8213 | 1.835 | 1.7725 | 0 | 17.9328 | 0 | 0 | 0 | 0 | 0 | 0 | 0 | 0
| 2036-07-07 17:00 | 1.0806 | 1.2999 | 0.59386 | 0.058 | 8.5861 | 4.3482 | 2.2718 | 2.6174 | 0.50119 | 0.795 | 3.9067 | 0 | 21.179 | 0 | 0 | 0 | 0 | 0 | 0 | 0 | 0
| 2036-07-07 17:30 | 1.0342 | 1.2873 | 0.59386 | 0.058 | 8.5861 | 4.3345 | 2.4157 | 2.5915 | 0.010595 | 0.149 | 5.56 | 0 | 22.8694 | 0 | 0 | 0 | 0 | 0 | 0 | 0 | 0
| 2036-07-07 18:00 | 1.0488 | 1.2903 | 0.59386 | 0.058 | 8.5861 | 4.3652 | 2.3255 | 2.8483 | 0 | 0 | 5.0286 | 0 | 22.2832 | 0 | 0 | 0 | 0 | 0 | 0 | 0 | 0
| 2036-07-07 18:30 | 1.0529 | 1.2951 | 0.59386 | 0.058 | 8.5861 | 4.3652 | 2.3781 | 3.0921 | 0 | 0 | 4.5608 | 0 | 21.8744 | 0 | 0 | 0 | 0 | 0 | 0 | 0 | 0
| 2036-07-07 19:00 | 1.0618 | 1.2844 | 0.59386 | 0.058 | 8.5861 | 4.3652 | 2.449 | 3.1781 | 0 | 0 | 4.3544 | 0 | 21.7514 | 0 | 0 | 0 | 0 | 0 | 0 | 0 | 0
| 2036-07-07 19:30 | 1.0381 | 1.2755 | 0.59386 | 0.058 | 8.6699 | 4.2716 | 2.3675 | 3.4256 | 0 | 0 | 4.0698 | 0 | 21.3539 | 0 | 0 | 0 | 0 | 0 | 0 | 0 | 0
| 2036-07-07 20:00 | 1.0474 | 1.2795 | 0.59386 | 0.058 | 8.5519 | 4.3652 | 2.449 | 3.1303 | 0 | 0 | 4.1325 | 0 | 21.4832 | 0 | 0 | 0 | 0 | 0 | 0 | 0 | 0
| 2036-07-07 20:30 | 1.0831 | 1.2906 | 0.59386 | 0.058 | 8.6699 | 4.3719 | 2.1017 | 3.1373 | 0 | 0 | 3.9596 | 0 | 21.1512 | 0 | 0 | 0 | 0 | 0 | 0 | 0 | 0
| 2036-07-07 21:00 | 1.0992 | 1.2757 | 0.59386 | 0.058 | 8.6699 | 4.1353 | 2.367 | 3.505 | 0 | 0 | 3.0495 | 0 | 20.2936 | 0 | 0 | 0 | 0 | 0 | 0 | 0 | 0
| 2036-07-07 21:30 | 1.1832 | 1.265 | 0.59386 | 0.058 | 8.6699 | 2.7847 | 2.243 | 4.1642 | 0 | 0 | 2.7763 | 0 | 18.7963 | 0 | 0 | 0 | 0 | 0 | 0 | 0 | 0
| 2036-07-07 22:00 | 1.259 | 1.2651 | 0.59386 | 0.058 | 8.6699 | 2.762 | 2.3665 | 4.6643 | 0 | 0 | 2.358 | 0 | 18.5312 | 0 | 0 | 0 | 0 | 0 | 0 | 0 | 0
| 2036-07-07 22:30 | 1.3062 | 1.2847 | 0.59386 | 0.058 | 8.6699 | 3.869 | 1.839 | 5.2756 | 0 | 0 | 0.5271 | 0 | 17.2269 | 0 | 0 | 0 | 0 | 0 | 0 | 0 | 0
| 2036-07-07 23:00 | 1.3018 | 1.2653 | 0.59386 | 0.058 | 8.6699 | 2.5652 | 2.4106 | 5.1538 | 0 | 0 | 1.0208 | 0 | 17.0777 | 0 | 0 | 0 | 0 | 0 | 0 | 0 | 0
| 2036-07-07 23:30 | 1.2451 | 1.271 | 0.59386 | 0.058 | 7.9779 | 4.0652 | 1.146 | 5.152 | 0 | 0 | 0.7099 | 0 | 16.3135 | 0 | 0 | 0 | 0 | 0 | 0 | 0 | 0
| 2036-07-08 | 1.154 | 1.2648 | 0.73 | 0.058 | 8.6699 | 2.2899 | 1.8113 | 5.2168 | 0 | 0 | 0.14869 | 0 | 15.3717 | 0 | 0 | 0 | 0 | 0 | 0 | 0 | 0
| 2036-07-08 00:30 | 1.1724 | 1.2596 | 0.73 | 0.058 | 8.6699 | 2.2477 | 1.4239 | 5.1894 | 0 | 0 | 0.13349 | 0 | 14.9662 | 0 | 0 | 0 | 0 | 0 | 0 | 0 | 0
| 2036-07-08 01:00 | 1.1724 | 1.2606 | 0.73 | 0.058 | 8.6699 | 1.9526 | 1.1896 | 5.1276 | 0 | 0 | 0.38598 | 0 | 14.7329 | 0 | 0 | 0 | 0 | 0 | 0 | 0 | 0
| 2036-07-08 01:30 | 1.1394 | 1.2684 | 0.73 | 0.058 | 8.6699 | 2.1396 | 0.91242 | 5.0998 | 0 | 0 | 0.14478 | 0 | 14.4217 | 0 | 0 | 0 | 0 | 0 | 0 | 0 | 0
| 2036-07-08 02:00 | 1.1724 | 1.2942 | 0.73 | 0.058 | 8.6699 | 2.1786 | 0.78329 | 5.0604 | 0 | 0 | 0.073841 | 0 | 14.3201 | 0 | 0 | 0 | 0 | 0 | 0 | 0 | 0
| 2036-07-08 02:30 | 1.0941 | 1.3311 | 0.73 | 0.058 | 8.6699 | 1.8759 | 0.6375 | 5.3705 | 0 | 0 | 0.16114 | 0 | 13.9261 | 0 | 0 | 0 | 0 | 0 | 0 | 0 | 0
| 2036-07-08 03:00 | 1.1679 | 1.3082 | 0.73 | 0.058 | 8.6699 | 2.1277 | 0.15559 | 5.5953 | 0 | 0 | 0.062586 | 0 | 13.6483 | 0 | 0 | 0 | 0 | 0 | 0 | 0 | 0
| 2036-07-08 03:30 | 1.1449 | 1.2932 | 0.73 | 0.058 | 8.6699 | 1.5623 | 0.34766 | 5.9591 | 0 | 0 | 0.097809 | 0 | 13.2845 | 0 | 0 | 0 | 0 | 0 | 0 | 0 | 0
| 2036-07-08 04:00 | 1.1202 | 1.2846 | 0.73 | 0.058 | 8.6699 | 1.4172 | 0.51018 | 6.0713 | 0 | 0 | 0.022946 | 0 | 13.1863 | 0 | 0 | 0 | 0 | 0 | 0 | 0 | 0
| 2036-07-08 04:30 | 1.1289 | 1.2751 | 0.73 | 0.058 | 8.6699 | 1.204 | 0 | 6.7239 | 0 | 0 | 0.023499 | 0 | 12.4376 | 0 | 0 | 0 | 0 | 0 | 0 | 0 | 0
| 2036-07-08 05:00 | 1.0703 | 1.3106 | 0.73 | 0.058 | 8.6699 | 1.4361 | 0.13858 | 6.5549 | 0 | 0 | 0.10125 | 0 | 12.8747 | 0 | 0 | 0 | 0 | 0 | 0 | 0 | 0
| 2036-07-08 05:30 | 1.0153 | 1.3335 | 0.73 | 0.058 | 8.6699 | 1.7285 | 0.48329 | 6.6563 | 0 | 0 | 0.039195 | 0 | 13.3422 | 0 | 0 | 0 | 0 | 0 | 0 | 0 | 0
| 2036-07-08 06:00 | 0.93075 | 1.3177 | 0.73 | 0.058 | 8.6699 | 2.1774 | 0.59798 | 6.6323 | 0 | 0 | 0.70321 | 0 | 14.4342 | 0 | 0 | 0 | 0 | 0 | 0 | 0 | 0
| 2036-07-08 06:30 | 0.84008 | 1.3043 | 0.73 | 0.059 | 8.6699 | 2.681 | 1.3219 | 6.5376 | 0 | 0 | 1.2145 | 0 | 15.92 | 0 | 0 | 0 | 0 | 0 | 0 | 0 | 0
| 2036-07-08 07:00 | 0.76999 | 1.3417 | 0.73 | 0.059 | 8.6699 | 3.3556 | 0.734 | 6.6328 | 0.4985 | 0.641 | 1.3763 | 0 | 16.0763 | 0 | 0 | 0 | 0 | 0 | 0 | 0 | 0
| 2036-07-08 07:30 | 0.68874 | 1.4089 | 0.73 | 0.059 | 8.6699 | 2.5024 | 0.048145 | 6.365 | 2.5062 | 1.541 | 1.7051 | 0 | 14.8524 | 0 | 0 | 0 | 0 | 0 | 0 | 0 | 0
| 2036-07-08 08:00 | 0.84928 | 0.97758 | 0.73 | 0.058 | 7.4768 | 1.2636 | 0 | 5.7264 | 7.3474 | 3.267 | 0 | 0 | 10.1307 | 0 | 0 | 0 | 0 | 0 | 0 | 0 | 0
| 2036-07-08 08:30 | 0.7005 | 0.065931 | 0.73 | 0 | 5.7725 | 0.034 | 0 | 5.0968 | 13.0885 | 5.113 | 0 | 0 | 3.9693 | -0.24 | 0.24 | -2.1422 | 2.1422 | 0 | 0 | 0 | 0
| 2036-07-08 09:00 | 0.79251 | 0.75402 | 0.73 | 0 | 5.683 | 0.034 | 0 | 4.6053 | 15.9052 | 6.308 | 0 | 0 | 1.0951 | -2.105 | 2.105 | -3.8888 | 3.8888 | 0 | 0 | 0 | 0
| 2036-07-08 09:30 | 0.87324 | 1.1487 | 0.73 | 0 | 5.6645 | 0.034 | 0 | 4.0584 | 16.9315 | 7.28 | 0 | 0 | 0.17466 | -2.2917 | 2.2917 | -5.1068 | 5.1068 | 0 | 0 | 0 | 0
| 2036-07-08 10:00 | 0.8724 | 1.335 | 0.73 | 0 | 5.2005 | 0.034 | 0 | 3.6668 | 17.5339 | 8.303 | 0 | 0 | -0.7701 | -2.4788 | 2.4788 | -5.5918 | 5.5918 | 0 | 0 | 0 | 0
| 2036-07-08 10:30 | 0.89211 | 1.5686 | 0.73 | 0 | 4.5393 | 0.034 | 0 | 3.3089 | 17.9013 | 9.082 | 0 | 0 | -1.1957 | -2.4703 | 2.4703 | -5.5874 | 5.5874 | 0 | 0 | 0 | 0
| 2036-07-08 11:00 | 0.88618 | 1.5 | 0.73 | 0 | 5.0105 | 0.034 | 0 | 3.0607 | 17.27 | 9.373 | 0 | 0 | -0.30213 | -2.838 | 2.838 | -4.7165 | 4.7165 | 0 | 0 | 0 | 0
| 2036-07-08 11:30 | 0.88457 | 1.3993 | 0.73 | 0 | 5.0933 | 0.034 | 0 | 2.6787 | 16.5862 | 9.458 | 0 | 0 | 0.65865 | -2.5197 | 2.5197 | -4.0884 | 4.0884 | 0 | 0 | 0 | 0
2036-07-08 | 2036-07-08 12:00 | 0.8724 | 1.3654 | 0.73 | 0 | 5.2005 | 0.034 | 0 | 2.5539 | 15.9779 | 9.176 | 0 | 0 | 1.3117 | -2.3306 | 2.3306 | -3.6736 | 3.6736 | 0 | 0 | 0 | 0
| 2036-07-08 12:30 | 0.88414 | 1.3537 | 0.73 | 0 | 5.4697 | 0.034 | 0 | 2.3504 | 15.822 | 8.547 | 0 | 0 | 1.8581 | -2.1486 | 2.1486 | -3.4899 | 3.4899 | 0 | 0 | 0 | 0
| 2036-07-08 13:00 | 0.92172 | 1.3742 | 0.73 | 0 | 5.2322 | 0.034 | 0 | 2.2919 | 16.3117 | 7.968 | 0 | 0 | 1.3029 | -2.2131 | 2.2131 | -3.7951 | 3.7951 | 0 | 0 | 0 | 0
| 2036-07-08 13:30 | 0.99348 | 1.4051 | 0.73 | 0 | 4.9484 | 0.034 | 0 | 2.1521 | 17.0669 | 7.374 | 0 | 0 | 0.67754 | -2.4628 | 2.4628 | -4.0104 | 4.0104 | 0 | 0 | 0 | 0
| 2036-07-08 14:00 | 1.022 | 1.3446 | 0.73 | 0 | 5.0843 | 0.034 | 0 | 2.1108 | 16.9796 | 6.627 | 0 | 0 | 0.73213 | -2.838 | 2.838 | -3.7451 | 3.7451 | 0 | 0 | 0 | 0
| 2036-07-08 14:30 | 1.0265 | 0.87369 | 0.73 | 0 | 4.9672 | 0.034 | 0 | 2.2573 | 16.289 | 5.889 | 0 | 0 | 1.4322 | -2.5467 | 2.5467 | -2.8705 | 2.8705 | 0 | 0 | 0 | 0
| 2036-07-08 15:00 | 0.98757 | 1.095 | 0.73 | 0 | 5.2005 | 0.034 | 0 | 2.5985 | 16.5879 | 5.587 | 0 | 0 | 0.98913 | -2.6924 | 2.6924 | -3.5569 | 3.5569 | 0 | 0 | 0 | 0
| 2036-07-08 15:30 | 0.8724 | 1.239 | 0.73 | 0 | 5.4405 | 0.034 | 0 | 3.1585 | 11.9448 | 5.195 | 0 | 0 | 5.3003 | -0.013185 | 0.013185 | -2.2155 | 2.2155 | 0 | 0 | 0 | 0
| 2036-07-08 16:00 | 0.97561 | 0.9148 | 0.73 | 0 | 7.4396 | 0.034 | 0 | 3.2954 | 9.1071 | 3.461 | 0 | 0 | 9.3521 | 0 | 0 | 0 | 0 | 0 | 0 | 0 | 0
| 2036-07-08 16:30 | 0.94019 | 1.2987 | 0.73 | 0.002 | 8.004 | 1.7254 | 1.5602 | 3.431 | 3.093 | 1.432 | 3.6477 | 0 | 17.0866 | 0 | 0 | 0 | 0 | 0 | 0 | 0 | 0
| 2036-07-08 17:00 | 0.82651 | 1.2839 | 0.73 | 0.002 | 8.004 | 2.9104 | 1.9265 | 4.2335 | 0.45262 | 0.534 | 5.1452 | 0 | 19.8904 | 0 | 0 | 0 | 0 | 0 | 0 | 0 | 0
| 2036-07-08 17:30 | 0.81431 | 1.2935 | 0.73 | 0.002 | 8.004 | 3.0646 | 2.0238 | 5.1008 | 0.01325 | 0.104 | 5.2124 | 0 | 20.1765 | 0 | 0 | 0 | 0 | 0 | 0 | 0 | 0
| 2036-07-08 18:00 | 0.75247 | 1.2916 | 0.73 | 0.002 | 8.004 | 2.6796 | 1.9974 | 5.6558 | 0 | 0 | 4.7236 | 0 | 19.2388 | 0 | 0 | 0 | 0 | 0 | 0 | 0 | 0
| 2036-07-08 18:30 | 0.77356 | 1.2934 | 0.73 | 0.002 | 8.004 | 2.4773 | 2.1075 | 6.3263 | 0 | 0 | 3.9641 | 0 | 18.4302 | 0 | 0 | 0 | 0 | 0 | 0 | 0 | 0
| 2036-07-08 19:00 | 0.78273 | 1.2871 | 0.73 | 0.002 | 8.004 | 2.1911 | 1.8156 | 6.6239 | 0 | 0 | 4.0582 | 0 | 17.9477 | 0 | 0 | 0 | 0 | 0 | 0 | 0 | 0
| 2036-07-08 19:30 | 0.76973 | 1.2681 | 0.73 | 0.002 | 8.004 | 2.1847 | 1.723 | 7.0914 | 0 | 0 | 3.5895 | 0 | 17.3851 | 0 | 0 | 0 | 0 | 0 | 0 | 0 | 0
| 2036-07-08 20:00 | 0.75472 | 1.2556 | 0.73 | 0.002 | 8.004 | 2.0261 | 1.634 | 7.2768 | 0 | 0 | 3.5971 | 0 | 17.1108 | 0 | 0 | 0 | 0 | 0 | 0 | 0 | 0
| 2036-07-08 20:30 | 0.80967 | 1.2461 | 0.73 | 0.002 | 8.004 | 1.5938 | 1.4283 | 7.8047 | 0 | 0 | 3.406 | 0 | 16.3349 | 0 | 0 | 0 | 0 | 0 | 0 | 0 | 0
| 2036-07-08 21:00 | 0.80699 | 1.2566 | 0.73 | 0.002 | 8.004 | 1.5934 | 0.93754 | 8.2621 | 0 | 0 | 3.1602 | 0 | 15.6154 | 0 | 0 | 0 | 0 | 0 | 0 | 0 | 0
| 2036-07-08 21:30 | 0.85014 | 1.2708 | 0.73 | 0.002 | 8.004 | 0.79408 | 1.5162 | 8.7514 | 0 | 0 | 2.0741 | 0 | 14.4541 | 0 | 0 | 0 | 0 | 0 | 0 | 0 | 0
| 2036-07-08 22:00 | 0.8659 | 1.26 | 0.73 | 0.002 | 7.832 | 1.1132 | 1.1895 | 8.6018 | 0 | 0 | 2.3564 | 0 | 14.5397 | 0 | 0 | 0 | 0 | 0 | 0 | 0 | 0
| 2036-07-08 22:30 | 0.94995 | 1.255 | 0.73 | 0.001 | 7.832 | 1.0737 | 0.99685 | 8.7544 | 0 | 0 | 1.5449 | 0 | 13.6351 | 0 | 0 | 0 | 0 | 0 | 0 | 0 | 0
| 2036-07-08 23:00 | 0.92004 | 1.2538 | 0.73 | 0.001 | 7.832 | 1.0835 | 0.94999 | 8.5643 | 0 | 0 | 1.5041 | 0 | 13.5452 | 0 | 0 | 0 | 0 | 0 | 0 | 0 | 0
| 2036-07-08 23:30 | 0.97872 | 1.2646 | 0.73 | 0.001 | 7.832 | 1.0891 | 0.38584 | 8.6369 | 0 | 0 | 1.1096 | 0 | 12.6936 | 0 | 0 | 0 | 0 | 0 | 0 | 0 | 0
| 2036-07-09 | 0.49001 | 1.258 | 0.73 | 0.059 | 9.2771 | 0.60902 | 0.045488 | 8.9701 | 0 | 0 | 0 | 0 | 11.7245 | 0 | 0 | 0 | 0 | 0 | 0 | 0 | 0
| 2036-07-09 00:30 | 0.51869 | 1.26 | 0.73 | 0.001 | 8.3657 | 0.63449 | 0.045546 | 9.5268 | 0 | 0 | 0 | 0 | 10.8868 | 0 | 0 | 0 | 0 | 0 | 0 | 0 | 0
| 2036-07-09 01:00 | 0.56672 | 1.2508 | 0.73 | 0 | 7.6112 | 0.67911 | 0.045883 | 9.7135 | 0 | 0 | 0 | 0 | 10.254 | 0 | 0 | 0 | 0 | 0 | 0 | 0 | 0
| 2036-07-09 01:30 | 0.1652 | 1.244 | 0.73 | 0 | 7.1921 | 0.50008 | 0 | 10.3133 | 0 | 0 | 0 | 0 | 9.2043 | 0 | 0 | 0 | 0 | 0 | 0 | 0 | 0
| 2036-07-09 02:00 | 0.1652 | 1.2377 | 0.73 | 0 | 6.6386 | 0.53777 | 0 | 10.6532 | 0 | 0 | 0 | 0 | 8.6294 | 0 | 0 | 0 | 0 | 0 | 0 | 0 | 0
| 2036-07-09 02:30 | 0.1652 | 1.2369 | 0.73 | 0 | 6.3595 | 0.27994 | 0 | 10.8445 | 0 | 0 | 0 | 0 | 8.092 | 0 | 0 | 0 | 0 | 0 | 0 | 0 | 0
| 2036-07-09 03:00 | 0.1652 | 1.2465 | 0.73 | 0 | 6.1571 | 0.40731 | 0 | 10.7533 | 0 | 0 | 0 | 0 | 8.0002 | 0 | 0 | 0 | 0 | 0 | 0 | 0 | 0
| 2036-07-09 03:30 | 0.4652 | 1.2567 | 0.73 | 0 | 5.8255 | 0.34352 | 0 | 10.7862 | 0 | 0 | 0 | 0 | 7.9073 | 0 | 0 | 0 | 0 | 0 | 0 | 0 | 0
| 2036-07-09 04:00 | 0.4652 | 1.2594 | 0.73 | 0 | 5.8107 | 0.112 | 0 | 11.0595 | 0 | 0 | 0 | 0 | 7.6521 | 0 | 0 | 0 | 0 | 0 | 0 | 0 | 0
| 2036-07-09 04:30 | 0.1652 | 1.258 | 0.73 | 0 | 5.9761 | 0.112 | 0 | 11.4257 | 0 | 0 | 0 | 0 | 7.4948 | 0 | 0 | 0 | 0 | 0 | 0 | 0 | 0
| 2036-07-09 05:00 | 0.4652 | 1.2634 | 0.73 | 0 | 5.8873 | 0.29604 | 0 | 11.7263 | 0 | 0 | 0 | 0 | 7.8873 | 0 | 0 | 0 | 0 | 0 | 0 | 0 | 0
| 2036-07-09 05:30 | 0.1652 | 1.2667 | 0.73 | 0 | 7.2355 | 0.25752 | 0 | 11.5854 | 0 | 0 | 0 | 0 | 8.8901 | 0 | 0 | 0 | 0 | 0 | 0 | 0 | 0
| 2036-07-09 06:00 | 0.44493 | 1.2635 | 0.73 | 0 | 7.5116 | 0.776 | 0 | 11.9818 | 0 | 0 | 0 | 0 | 9.8908 | 0 | 0 | 0 | 0 | 0 | 0 | 0 | 0
| 2036-07-09 06:30 | 0.6114 | 1.2674 | 0.73 | 0 | 7.5116 | 2.1811 | 0.20908 | 11.8801 | 0 | 0 | 0 | 0 | 11.5565 | 0 | 0 | 0 | 0 | 0 | 0 | 0 | 0
| 2036-07-09 07:00 | 0.81188 | 1.266 | 0.73 | 0 | 7.5116 | 2.2605 | 0.35166 | 11.9053 | 0.60625 | 0.698 | 0 | 0 | 11.931 | 0 | 0 | 0 | 0 | 0 | 0 | 0 | 0
| 2036-07-09 07:30 | 0.84276 | 1.2837 | 0.73 | 0 | 6.9549 | 0.80549 | 0.046854 | 12.3611 | 2.8759 | 1.679 | 0 | 0 | 9.6215 | 0 | 0 | 0 | 0 | 0 | 0 | 0 | 0
| 2036-07-09 08:00 | 0.21217 | 1.3107 | 0.73 | 0 | 3.1663 | 0.62886 | 0 | 11.8133 | 7.7954 | 3.886 | 0 | 0 | 4.6801 | 0 | 0 | 0 | 0 | 0 | 0 | 0 | 0
| 2036-07-09 08:30 | 0 | 1.2914 | 0.73 | 0 | 1.8036 | 0.31872 | 0 | 11.2964 | 13.8246 | 6.446 | 0 | 0 | -2.2057 | -3.648 | 3.648 | -0.99716 | 0.99716 | 0.12997 | -0.12997 | 0 | 0
| 2036-07-09 09:00 | 0 | 1.2717 | 0.73 | 0 | 0.1257 | 0 | 0 | 11.7022 | 16.6803 | 8.301 | 0 | 0 | -6.9193 | -3.648 | 3.648 | -3.5989 | 3.5989 | 0.60365 | -0.60365 | 0 | 0
| 2036-07-09 09:30 | 0 | 1.2557 | 0.73 | 0 | 0.1257 | 0 | 0 | 12.2296 | 16.9921 | 9.929 | 0 | 0 | -8.8144 | -3.648 | 3.648 | -5.7238 | 5.7238 | 0.4126 | -0.4126 | 0 | 0
| 2036-07-09 10:00 | 0 | 1.2478 | 0.73 | 0 | 0.1257 | 0 | 0 | 11.1725 | 16.812 | 11.215 | 0 | 0 | -8.4212 | -3.648 | 3.648 | -5.5691 | 5.5691 | 0.41081 | -0.41081 | 0 | 0
| 2036-07-09 10:30 | 0 | 1.2492 | 0.73 | 0 | 0.1257 | 0 | 0 | 10.2211 | 16.6496 | 12.358 | 0 | 0 | -8.2315 | -3.648 | 3.648 | -5.5647 | 5.5647 | 0.40017 | -0.40017 | 0 | 0
| 2036-07-09 11:00 | 0 | 1.2476 | 0.73 | 0 | 0.1257 | 0 | 0 | 9.9364 | 15.5084 | 12.921 | 0 | 0 | -7.1665 | -3.648 | 3.648 | -4.4791 | 4.4791 | 0.45671 | -0.45671 | 0 | 0
| 2036-07-09 11:30 | 0 | 1.2482 | 0.73 | 0 | 0.1257 | 0 | 0 | 10.399 | 14.5053 | 13.174 | 0 | 0 | -6.878 | -3.648 | 3.648 | -4.1065 | 4.1065 | 0.48739 | -0.48739 | 0 | 0
2036-07-09 | 2036-07-09 12:00 | 0 | 1.2653 | 0.73 | 0 | 0.1257 | 0 | 0 | 10.5099 | 14.2516 | 13.042 | 0 | 0 | -6.6953 | -3.648 | 3.648 | -3.7571 | 3.7571 | 0.63722 | -0.63722 | 0 | 0
| 2036-07-09 12:30 | 0 | 1.2861 | 0.73 | 0 | 0.1257 | 0 | 0 | 10.8318 | 14.5089 | 12.763 | 0 | 0 | -7.3135 | -3.648 | 3.648 | -4.4156 | 4.4156 | 0.59744 | -0.59744 | 0 | 0
| 2036-07-09 13:00 | 0 | 1.265 | 0.73 | 0 | 0.1257 | 0 | 0 | 10.4216 | 15.0779 | 12.025 | 0 | 0 | -7.4012 | -3.648 | 3.648 | -4.4721 | 4.4721 | 0.6492 | -0.6492 | 0 | 0
| 2036-07-09 13:30 | 0 | 1.239 | 0.73 | 0 | 0.1257 | 0 | 0 | 10.0535 | 15.8792 | 11.067 | 0 | 0 | -7.6834 | -3.648 | 3.648 | -4.6232 | 4.6232 | 0.65078 | -0.65078 | 0 | 0
| 2036-07-09 14:00 | 0 | 1.2302 | 0.73 | 0 | 0.1257 | 0 | 0 | 9.6673 | 15.2337 | 9.862 | 0 | 0 | -6.5018 | -3.648 | 3.648 | -3.3785 | 3.3785 | 0.64537 | -0.64537 | 0 | 0
| 2036-07-09 14:30 | 0 | 1.221 | 0.73 | 0 | 0.1257 | 0 | 0 | 9.4942 | 13.752 | 8.577 | 0 | 0 | -4.583 | -3.648 | 3.648 | -1.5277 | 1.5277 | 0.63958 | -0.63958 | 0 | 0
| 2036-07-09 15:00 | 0 | 1.233 | 0.73 | 0 | 0.1257 | 0 | 0 | 9.8935 | 13.7664 | 7.246 | 0 | 0 | -4.4126 | -3.648 | 3.648 | -1.4425 | 1.4425 | 0.56714 | -0.56714 | 0 | 0
| 2036-07-09 15:30 | 0.021097 | 1.317 | 0.73 | 0 | 1.0087 | 0.095 | 0 | 10.5998 | 9.8455 | 5.849 | 0 | 0 | -0.42212 | -2.758 | 2.758 | 0 | 0 | 0 | 0 | 0 | 0
| 2036-07-09 16:00 | 0.5328 | 1.3066 | 0.73 | 0 | 1.5578 | 0.759 | 0 | 11.7244 | 7.4438 | 3.86 | 0 | 0 | 2.5609 | -1.3939 | 1.3939 | 0 | 0 | 0 | 0 | 0 | 0
| 2036-07-09 16:30 | 0.48084 | 1.2613 | 0.73 | 0 | 1.5578 | 2.1806 | 0 | 13.07 | 2.1749 | 1.784 | 3.3421 | 0 | 8.4358 | 0 | 0 | 0 | 0 | 0 | 0 | 0 | 0
| 2036-07-09 17:00 | 0.43938 | 1.2479 | 0.73 | 0 | 1.7641 | 2.0075 | 0.08186 | 15.4474 | 0.16004 | 0.721 | 3.9673 | 0 | 9.0712 | 0 | 0 | 0 | 0 | 0 | 0 | 0 | 0
| 2036-07-09 17:30 | 0.43486 | 1.267 | 0.73 | 0 | 1.8435 | 1.8676 | 0.041 | 17.8679 | 0.0013593 | 0.133 | 2.8728 | 0 | 7.8584 | 0 | 0 | 0 | 0 | 0 | 0 | 0 | 0
| 2036-07-09 18:00 | 0.14648 | 1.232 | 0.73 | 0 | 1.7984 | 0.81552 | 0 | 19.5061 | 0 | 0 | 2.5546 | 0 | 6.1185 | 0 | 0 | 0 | 0 | 0 | 0 | 0 | 0
| 2036-07-09 18:30 | 0 | 1.2197 | 0.73 | 0 | 1.7622 | 0.46382 | 0 | 20.3241 | 0 | 0 | 2.1454 | 0 | 5.0414 | 0 | 0 | 0 | 0 | 0.062403 | -0.062403 | 0 | 0
| 2036-07-09 19:00 | 0 | 1.2186 | 0.73 | 0 | 1.6012 | 0.68184 | 0 | 21.3977 | 0 | 0 | 1.3796 | 0 | 3.898 | -0.333 | 0.333 | 0 | 0 | 0.05282 | -0.05282 | 0 | 0
| 2036-07-09 19:30 | 0 | 1.221 | 0.73 | 0 | 1.195 | 0.44003 | 0 | 22.1089 | 0 | 0 | 1.7977 | 0 | 3.3507 | -0.666 | 0.666 | 0 | 0 | 0.064353 | -0.064353 | 0 | 0
| 2036-07-09 20:00 | 0.0081594 | 1.2235 | 0.73 | 0 | 0.40418 | 0.65983 | 0 | 23.0103 | 0 | 0 | 1.2115 | 0 | 2.3783 | -0.47249 | 0.47249 | 0 | 0 | 0 | 0 | 0 | 0
| 2036-07-09 20:30 | 0 | 1.2276 | 0.73 | 0 | 0.32753 | 0.39875 | 0 | 23.7125 | 0 | 0 | 1.0469 | 0 | 1.3611 | -0.333 | 0.333 | 0 | 0 | 0.62743 | -0.62743 | 0 | 0
| 2036-07-09 21:00 | 0 | 1.2343 | 0.73 | 0 | 0.1257 | 0 | 0 | 23.5044 | 0 | 0 | 0.87485 | 0 | 1.0471 | 0 | 0 | 0 | 0 | 0.51361 | -0.51361 | 0 | 0
| 2036-07-09 21:30 | 0 | 1.2444 | 0.73 | 0 | 0.1257 | 0.38384 | 0 | 24.8256 | 0 | 0 | 0.50582 | 0 | -0.58418 | -1.665 | 1.665 | 0 | 0 | 0.64454 | -0.64454 | 0 | 0
| 2036-07-09 22:00 | 0 | 1.2372 | 0.73 | 0 | 0.1257 | 0.19779 | 0 | 24.5442 | 0 | 0 | 0.22504 | 0 | 0.16675 | -0.333 | 0.333 | 0 | 0 | 0.54876 | -0.54876 | 0 | 0
| 2036-07-09 22:30 | 0 | 1.2311 | 0.73 | 0 | 0.1257 | 0.664 | 0.001182 | 23.9763 | 0 | 0 | 0.17158 | 0 | 0.117 | -0.999 | 0.999 | 0 | 0 | 0.4499 | -0.4499 | 0 | 0
| 2036-07-09 23:00 | 0 | 1.2322 | 0.73 | 0 | 0.1257 | 0.034135 | 0 | 23.8363 | 0 | 0 | 0 | 0 | -0.081114 | -0.272 | 0.272 | -0.076789 | 0.076789 | 0.45269 | -0.45269 | 0 | 0
| 2036-07-09 23:30 | 0 | 1.2306 | 0.73 | 0 | 0.5817 | 0.6349 | 0 | 23.672 | 0 | 0 | 0 | 0 | -0.63936 | -2.011 | 2.011 | -0.26902 | 0.26902 | 0.37767 | -0.37767 | 0 | 0
| 2036-07-10 | 0 | 1.1814 | 0.73 | 0 | 0.5817 | 0.0012019 | 0 | 23.3798 | 0 | 0 | 0 | 0 | -1.1795 | -0.55026 | 0.55026 | -1.6073 | 1.6073 | 0.28316 | -0.28316 | 0 | 0
| 2036-07-10 00:30 | 0 | 1.1774 | 0.73 | 0 | 1.2417 | 0.079028 | 0 | 22.9351 | 0 | 0 | 0 | 0 | -1.1968 | -1.613 | 1.613 | -1.6372 | 1.6372 | 0.1924 | -0.1924 | 0 | 0
| 2036-07-10 01:00 | 0 | 1.1757 | 0.73 | 0 | 0.5817 | 0.036643 | 0 | 22.9855 | 0 | 0 | 0 | 0 | -1.5682 | -1.011 | 1.011 | -1.8087 | 1.8087 | 0.17098 | -0.17098 | 0 | 0
| 2036-07-10 01:30 | 0 | 1.1741 | 0.73 | 0 | 0.4557 | 0 | 0 | 22.8764 | 0 | 0 | 0 | 0 | -1.9651 | -1.18 | 1.18 | -1.947 | 1.947 | 0.14818 | -0.14818 | 0 | 0
| 2036-07-10 02:00 | 0 | 1.1729 | 0.73 | 0 | 0.4557 | 0.23006 | 0 | 23.1446 | 0 | 0 | 0 | 0 | -2.4873 | -1.7332 | 1.7332 | -2.1989 | 2.1989 | 0.14114 | -0.14114 | 0 | 0
| 2036-07-10 02:30 | 0 | 1.1725 | 0.73 | 0 | 0.1257 | 0 | 0 | 22.7237 | 0 | 0 | 0 | 0 | -2.4585 | -1.3327 | 1.3327 | -1.9258 | 1.9258 | 0.15155 | -0.15155 | 0 | 0
| 2036-07-10 03:00 | 0 | 1.1732 | 0.73 | 0 | 0.1257 | 0 | 0 | 22.9853 | 0 | 0 | 0 | 0 | -2.924 | -1.9969 | 1.9969 | -1.7906 | 1.7906 | 0.16287 | -0.16287 | 0 | 0
| 2036-07-10 03:30 | 0 | 1.174 | 0.73 | 0 | 0.1257 | 0.0012019 | 0 | 22.8255 | 0 | 0 | 0 | 0 | -2.6263 | -1.8798 | 1.8798 | -1.5759 | 1.5759 | 0.18798 | -0.18798 | 0 | 0
| 2036-07-10 04:00 | 0 | 1.1753 | 0.73 | 0 | 0.1257 | 0.001197 | 0 | 22.8935 | 0 | 0 | 0 | 0 | -2.7502 | -2.0716 | 2.0716 | -1.555 | 1.555 | 0.15714 | -0.15714 | 0 | 0
| 2036-07-10 04:30 | 0 | 1.1753 | 0.73 | 0 | 0.1257 | 0.24917 | 0 | 22.9089 | 0 | 0 | 0 | 0 | -2.6577 | -2.27 | 2.27 | -1.5456 | 1.5456 | 0.11616 | -0.11616 | 0 | 0
| 2036-07-10 05:00 | 0 | 1.174 | 0.73 | 0 | 0.1257 | 0.292 | 0 | 23.0042 | 0 | 0 | 0 | 0 | -2.476 | -1.9674 | 1.9674 | -1.6333 | 1.6333 | 0.12093 | -0.12093 | 0 | 0
| 2036-07-10 05:30 | 0 | 1.1729 | 0.73 | 0 | 0.1257 | 0.292 | 0 | 21.6884 | 0 | 0 | 0 | 0 | -0.29115 | -1.0002 | 1.0002 | -0.30354 | 0.30354 | 0.11124 | -0.11124 | 0 | 0
| 2036-07-10 06:00 | 0 | 1.1725 | 0.73 | 0 | 1.1436 | 0 | 0 | 22.4649 | 0 | 0 | 0 | 0 | 0.22332 | -1.045 | 1.045 | -0.55494 | 0.55494 | 0.13529 | -0.13529 | 0 | 0
| 2036-07-10 06:30 | 0 | 1.1724 | 0.73 | 0 | 1.2417 | 0 | 0 | 22.9827 | 0 | 0 | 0 | 0 | 0.81653 | -0.41857 | 0.41857 | -0.48916 | 0.48916 | 0.20455 | -0.20455 | 0 | 0
| 2036-07-10 07:00 | 0 | 1.1915 | 0.73 | 0 | 0.9117 | 0.18491 | 0 | 23.472 | 0.64843 | 0.784 | 0 | 0 | 0.29286 | -0.6752 | 0.6752 | -0.47118 | 0.47118 | 0.2316 | -0.2316 | 0 | 0
| 2036-07-10 07:30 | 0 | 1.2712 | 0.73 | 0 | 0.1257 | 0 | 0 | 23.4468 | 2.8385 | 1.589 | 0 | 0 | -1.705 | -1.9285 | 1.9285 | -0.24502 | 0.24502 | 0.29573 | -0.29573 | 0 | 0
| 2036-07-10 08:00 | 0 | 1.2803 | 0.73 | 0 | 0.1257 | 0 | 0 | 22.8656 | 5.1209 | 2.358 | 0 | 0 | -3.571 | -2.838 | 2.838 | -1.4398 | 1.4398 | 0.25108 | -0.25108 | 0 | 0
| 2036-07-10 08:30 | 0 | 1.2877 | 0.73 | 0 | 0 | 0 | 0 | 22.053 | 8.0855 | 2.921 | 0 | 0 | -5.8573 | -3.648 | 3.648 | -2.5978 | 2.5978 | 0.29829 | -0.29829 | 0 | 0
| 2036-07-10 09:00 | 0 | 1.3389 | 0.73 | 0 | 0 | 0 | 0 | 22.0089 | 7.9144 | 3.809 | 0 | 0 | -5.9281 | -3.648 | 3.648 | -2.8228 | 2.8228 | 0.25213 | -0.25213 | 0 | 0
| 2036-07-10 09:30 | 0 | 1.3979 | 0.73 | 0 | 0 | 0 | 0 | 20.6585 | 8.2116 | 4.758 | 0 | 0 | -5.6138 | -3.648 | 3.648 | -2.5435 | 2.5435 | 0.28676 | -0.28676 | 0 | 0
| 2036-07-10 10:00 | 0 | 1.4201 | 0.73 | 0 | 0 | 0 | 0 | 21.215 | 9.5757 | 5.726 | 0 | 0 | -8.2414 | -3.648 | 3.648 | -5.3417 | 5.3417 | 0.33239 | -0.33239 | 0 | 0
| 2036-07-10 10:30 | 0 | 1.4345 | 0.73 | 0 | 0 | 0 | 0 | 21.2658 | 10.6692 | 6.709 | 0 | 0 | -10.0487 | -3.648 | 3.648 | -7.1357 | 7.1357 | 0.31696 | -0.31696 | 0 | 0
| 2036-07-10 11:00 | 0 | 1.4253 | 0.73 | 0 | 0 | 0 | 0 | 20.7746 | 11.3473 | 6.66 | 0 | 0 | -10.1256 | -3.648 | 3.648 | -7.2366 | 7.2366 | 0.26943 | -0.26943 | 0 | 0
| 2036-07-10 11:30 | 0 | 1.4297 | 0.73 | 0 | 0 | 0 | 0 | 20.3012 | 11.7297 | 6.43 | 0 | 0 | -9.8836 | -3.648 | 3.648 | -6.8958 | 6.8958 | 0.19133 | -0.19133 | 0 | 0
2036-07-10 | 2036-07-10 12:00 | 0.010102 | 1.4789 | 0.73 | 0 | 0 | 0 | 0 | 20.3465 | 11.8725 | 6.857 | 0 | 0 | -10.6138 | -3.648 | 3.648 | -8.1843 | 8.1843 | 0 | 0 | 0 | 0
| 2036-07-10 12:30 | 0.10024 | 1.5469 | 0.73 | 0 | 0 | 0 | 0 | 20.1636 | 12.2045 | 7.369 | 0 | 0 | -11.5188 | -3.648 | 3.648 | -9.2565 | 9.2565 | 0 | 0 | 0 | 0
| 2036-07-10 13:00 | 0.059462 | 1.36 | 0.73 | 0 | 0 | 0 | 0 | 19.9196 | 12.1094 | 6.609 | 0 | 0 | -10.7548 | -3.648 | 3.648 | -8.2738 | 8.2738 | 0 | 0 | 0 | 0
| 2036-07-10 13:30 | 0.15497 | 1.3726 | 0.73 | 0 | 0 | 0 | 0 | 20.6269 | 11.5225 | 5.482 | 0 | 0 | -10.3821 | -3.648 | 3.648 | -7.9618 | 7.9618 | 0 | 0 | 0 | 0
| 2036-07-10 14:00 | 0.1445 | 1.3732 | 0.73 | 0 | 0 | 0 | 0 | 19.9966 | 10.8239 | 4.949 | 0 | 0 | -9.2762 | -3.649 | 3.649 | -6.8255 | 6.8255 | 0 | 0 | 0 | 0
| 2036-07-10 14:30 | 0.1389 | 1.4204 | 0.73 | 0 | 0 | 0 | 0 | 20.1719 | 10.1802 | 4.454 | 0 | 0 | -9.0068 | -3.652 | 3.652 | -6.6572 | 6.6572 | 0 | 0 | 0 | 0
| 2036-07-10 15:00 | 0.13122 | 1.4645 | 0.73 | 0 | 0 | 0 | 0 | 19.9883 | 9.873 | 4.002 | 0 | 0 | -8.34 | -3.648 | 3.648 | -5.9529 | 5.9529 | 0 | 0 | 0 | 0
| 2036-07-10 15:30 | 0.037192 | 1.3857 | 0.73 | 0 | 0.1257 | 0.035416 | 0 | 19.7632 | 7.1773 | 3.538 | 0 | 0 | -5.2684 | -2.421 | 2.421 | -4.211 | 4.211 | 0 | 0 | 0 | 0
| 2036-07-10 16:00 | 0 | 1.3665 | 0.73 | 0 | 0.5817 | 0.034905 | 0 | 19.9031 | 5.7786 | 2.441 | 0 | 0 | -3.0916 | -1.332 | 1.332 | -3.3932 | 3.3932 | 0.027138 | -0.027138 | 0 | 0
| 2036-07-10 16:30 | 0 | 1.2989 | 0.73 | 0 | 1.7427 | 0.664 | 0 | 19.5955 | 2.4874 | 1.184 | 0 | 0 | 1.362 | 0 | 0 | -1.7628 | 1.7628 | 0.078768 | -0.078768 | 0 | 0
| 2036-07-10 17:00 | 0 | 1.2926 | 0.73 | 0 | 1.7427 | 0.732 | 0 | 20.4633 | 0.43796 | 0.518 | 0 | 0 | 3.1824 | 0 | 0 | -0.045745 | 0.045745 | 0.1741 | -0.1741 | 0 | 0
| 2036-07-10 17:30 | 0 | 1.3188 | 0.73 | 0 | 1.7427 | 0.732 | 0 | 21.5773 | 0.011583 | 0.093 | 0.29487 | 0 | 3.4647 | 0 | 0 | 0 | 0 | 0.20725 | -0.20725 | 0 | 0
| 2036-07-10 18:00 | 0 | 1.3181 | 0.73 | 0 | 1.7427 | 0.732 | 0 | 21.889 | 0 | 0 | 0.002991 | 0 | 3.2017 | 0 | 0 | 0 | 0 | 0.17763 | -0.17763 | 0 | 0
| 2036-07-10 18:30 | 0 | 1.3194 | 0.73 | 0 | 1.7427 | 0.664 | 0 | 21.7563 | 0 | 0 | 0 | 0 | 3.1514 | 0 | 0 | -0.0019359 | 0.0019359 | 0.15372 | -0.15372 | 0 | 0
| 2036-07-10 19:00 | 0 | 1.327 | 0.73 | 0 | 1.7427 | 0.70904 | 0 | 22.316 | 0 | 0 | 0 | 0 | 2.3507 | 0 | 0 | -0.83935 | 0.83935 | 0.10621 | -0.10621 | 0 | 0
| 2036-07-10 19:30 | 0 | 1.3221 | 0.73 | 0 | 1.7427 | 0.664 | 0 | 21.9617 | 0 | 0 | 0 | 0 | 2.8282 | 0 | 0 | -0.279 | 0.279 | 0.093534 | -0.093534 | 0 | 0
| 2036-07-10 20:00 | 0 | 1.3441 | 0.73 | 0 | 1.7427 | 0.664 | 0 | 21.6372 | 0 | 0 | 0 | 0 | 2.8052 | 0 | 0 | -0.31393 | 0.31393 | 0.10771 | -0.10771 | 0 | 0
| 2036-07-10 20:30 | 0 | 1.3466 | 0.73 | 0 | 1.7427 | 0.72058 | 0 | 21.0352 | 0 | 0 | 0 | 0 | 3.0514 | 0 | 0 | -0.15151 | 0.15151 | 0.066949 | -0.066949 | 0 | 0
| 2036-07-10 21:00 | 0 | 1.293 | 0.73 | 0 | 1.7242 | 0.664 | 0 | 21.6194 | 0 | 0 | 0 | 0 | 2.5179 | 0 | 0 | -0.56805 | 0.56805 | 0.0349 | -0.0349 | 0 | 0
| 2036-07-10 21:30 | 0.020445 | 1.297 | 0.73 | 0 | 1.5977 | 0 | 0 | 22.3724 | 0 | 0 | 0 | 0 | 1.1359 | -0.34312 | 0.34312 | -1.0705 | 1.0705 | 0 | 0 | 0 | 0
| 2036-07-10 22:00 | 0 | 1.3116 | 0.73 | 0 | 1.5977 | 0.12378 | 0 | 21.8097 | 0 | 0 | 0 | 0 | 2.0375 | -0.333 | 0.333 | -0.20548 | 0.20548 | 0.026783 | -0.026783 | 0 | 0
| 2036-07-10 22:30 | 0 | 1.3248 | 0.73 | 0 | 1.3418 | 0 | 0 | 22.1368 | 0 | 0 | 0 | 0 | 1.2365 | -0.38414 | 0.38414 | -0.62835 | 0.62835 | 0.013179 | -0.013179 | 0 | 0
| 2036-07-10 23:00 | 0.070253 | 1.3221 | 0.73 | 0 | 1.2417 | 0.088176 | 0 | 21.894 | 0 | 0 | 0 | 0 | 1.1613 | -0.666 | 0.666 | -0.52243 | 0.52243 | 0 | 0 | 0 | 0
| 2036-07-10 23:30 | 0.085123 | 1.3226 | 0.73 | 0 | 0.99724 | 0 | 0 | 20.9624 | 0 | 0 | 0.3422 | 0 | 1.4859 | -0.89265 | 0.89265 | 0 | 0 | 0 | 0 | 0 | 0

## Figure 25
Figure 25 |  | Projected NEM emissions trajectory, Step Change, 2026-27 to 2049-50 (Mt CO2-e)
Emissions (Mt CO2-e) | 2026-27 | 2027-28 | 2028-29 | 2029-30 | 2030-31 | 2031-32 | 2032-33 | 2033-34 | 2034-35 | 2035-36 | 2036-37 | 2037-38 | 2038-39 | 2039-40 | 2040-41 | 2041-42 | 2042-43 | 2043-44 | 2044-45 | 2045-46 | 2046-47 | 2047-48 | 2048-49 | 2049-50
Step Change | 102.0237 | 85.7963 | 54.7538 | 39.2329 | 34.271 | 28.9608 | 31.6549 | 24.7404 | 17.9371 | 17.1196 | 17.0195 | 12.5025 | 10.6924 | 12.6841 | 12.8611 | 11.9609 | 10.7255 | 9.1171 | 9.8559 | 9.9919 | 8.6267 | 6.8346 | 9.7879 | 3.8496

## Figure 26
Figure 26 |  | Changes between 2024 ISP and 2026 ISP costs annualised capital costs to 2049-50 (present value, $ billion)
^ This includes generation, storage and network projects.
| 2024 ISP ODP (2023 $) | Inflation and time value effects | Projects now committed or anticipated^ | 2024 ISP ODP (2025 $) | 2026 ISP ODP (2025 $)
Flexible gas | 3.1522 |  |  |  | 4.9841
Biomass | 1.304 |  |  |  | 0
Utility-scale storage | 7.7148 |  |  |  | 5.062
Offshore wind | 16.4124 |  |  |  | 22.9599
Wind | 60.0297 |  |  |  | 40.007
Utility-scale solar | 14.785 |  |  |  | 18.8001
Retirement cost | 2.818 |  |  |  | 3.9799
Transmission network | 16.093 |  |  |  | 6.2915
System security costs |  |  |  |  | 2.7551
Impact of inflation & modelling horizon |  | 25.0452
Impact of newly committed and anticipated projects |  |  | 48.27
Bottom bar (for charting purposes only) |  | 122.3091 | 99.0843 | 99.0843
Switchover line 1 (for charting purposes only) | 122.3091 | 122.3091
Switchover line 2 (for charting purposes only) |  | 147.3543 | 147.3543
Switchover line 3 (for charting purposes only) |  |  | 99.0843 | 99.0843
Total | 122.3091 | 0 | 0 | 0 | 104.8396

## Figure 27
Figure 27 |  | Capacity build of grid-scale solar under Constrained Delivery (GW, 2022-23 to 2034-35, compared to Step Change)
Financial year | Constrained delivery: Utility-scale solar build limit (MW) | Step Change: Utility-scale solar capacity (MW) | Constrained Delivery: Utility-scale solar capacity (MW)
2022-23 |  | 7923
2023-24 |  | 8953
2024-25 |  | 10533
2025-26 | 10902 | 10902 | 10902
2026-27 | 14604.8948 | 13631.7 | 11482.4419
2027-28 | 16738.142 | 20363.2018 | 16738.142
2028-29 | 20517.988 | 24937.9127 | 20517.488
2029-30 | 25121.1335 | 31188.788 | 25120.033
2030-31 | 30547.5784 | 32886.3924 | 30545.8781
2031-32 | 36797.3227 | 33805.7253 | 36795.122
2032-33 | 43870.3664 | 36997.0559 | 39339.302
2033-34 | 51766.7096 | 37738.9122 | 40216.3211
2034-35 | 60486.3522 | 42908.5111 | 43592.8559
Constrained Delivery build limit
Step Change
Constrained Delivery
Historical

## Figure 28
Figure 28 |  | Capacity build of grid-scale wind under Constrained Delivery (GW, 2022-23 to 2034-35, compared to Step Change)
Financial year | Constrained delivery: Utility-scale wind build limit (MW) | Step Change: Utility-scale wind capacity (MW) | Constrained Delivery: Utility-scale wind capacity (MW)
2022-23 |  | 10469
2023-24 |  | 10685.39
2024-25 |  | 12004
2025-26 | 11748 | 11748 | 11748
2026-27 | 14777.303 | 14455.4 | 14776.853
2027-28 | 16109.0096 | 16076.4 | 16108.56
2028-29 | 17951.6696 | 23199.9504 | 17951.22
2029-30 | 20305.283 | 29818.2154 | 20304.833
2030-31 | 23169.8496 | 31142.5154 | 23054.9
2031-32 | 26545.3696 | 32922.7102 | 26309.62
2032-33 | 30431.843 | 33357.7578 | 30196.0928
2033-34 | 34829.2696 | 33430.6195 | 31068.5985
2034-35 | 39737.6496 | 33238.6195 | 32594.0874
Constrained Delivery build limit
Step Change
Constrained Delivery
Historical

## Figure 29
Figure 29 |  |  | Transmission new build under ODP and under Constrained Delivery (,000 km)
| 2025-26 | 2026-27 | 2027-28 | 2028-29 | 2029-30 | 2030-31 | 2031-32 | 2032-33 | 2033-34 | 2034-35 | 2035-36 | 2036-37 | 2037-38 | 2038-39
Constrained delivery build limit | 900.8 | 1284.89 | 1688.1845 | 2111.6437 | 2556.2759 | 3023.1397 | 3513.3467 | 4028.064 | 4568.5172 | 5135.9931 | 5731.8427 | 6357.4849 | 7014.4091 | 7704.1796
Step Change
Step Change Total | 841 | 1412 | 2033.05 | 2949.1 | 3600.15 | 4195.7 | 4551.5333 | 4835.8667 | 5185.7 | 5291.2 | 5351.7 | 5432.2 | 5452.2 | 5682.2833
Constrained Delivery
Constrained Delivery Total | 900.8 | 1284.89 | 1688.1845 | 2111.6437 | 2556.2759 | 3023.1397 | 3513.3467 | 4028.064 | 4568.5172 | 5135.9931 | 5413 | 5433 | 5453 | 5836.5
Constrained Delivery build limit
Step Change
Constrained Delivery

## Figure 30
Figure 30 |  |  | Forecast NEM emissions trajectory, Step Change versus Constrained Delivery, 2026-27 to 2049-50 (Mt CO2-e)
Emissions (Mt CO2-e) | Total | 2026-27 | 2027-28 | 2028-29 | 2029-30 | 2030-31 | 2031-32 | 2032-33 | 2033-34 | 2034-35 | 2035-36 | 2036-37 | 2037-38 | 2038-39 | 2039-40 | 2040-41 | 2041-42 | 2042-43 | 2043-44 | 2044-45 | 2045-46 | 2046-47 | 2047-48 | 2048-49 | 2049-50
CDP 4 (ODP) | 583 | 102.0237 | 85.7963 | 54.7538 | 39.2329 | 34.271 | 28.9608 | 31.6549 | 24.7404 | 17.9371 | 17.1196 | 17.0195 | 12.5025 | 10.6924 | 12.6841 | 12.8611 | 11.9609 | 10.7255 | 9.1171 | 9.8559 | 9.9919 | 8.6267 | 6.8346 | 9.7879 | 3.8496
Constrained Delivery | 610.2 | 96.43 | 78.87 | 63.51 | 51.25 | 50.45 | 41.01 | 37.34 | 30.71 | 21.04 | 11.95 | 12.84 | 9.91 | 8.52 | 10.63 | 11.02 | 9.47 | 8.1 | 7.49 | 8.49 | 9.85 | 9.59 | 7.66 | 10 | 4.07

## Figure 31
Figure 31 |  |  | Impact of Higher Demand on operational consumption (TWh)
| New South Wales (Step Change) | New South Wales (Higher Demand sensitivity) | Queensland (Step Change) | Queensland (Higher Demand sensitivity) | South Australia (Step Change) | South Australia (Higher Demand sensitivity) | Tasmania (Step Change) | Tasmania (Higher Demand sensitivity) | Victoria (Step Change) | Victoria (Higher Demand sensitivity)
2025-26 | 64.3 | 64.8 | 51.1 | 51.4 | 11.6 | 11.6 | 10.3 | 10.6 | 41.6 | 42.4
2026-27 | 64.5 | 65.9 | 51.3 | 51.7 | 11.7 | 12.5 | 10.7 | 11.2 | 42 | 44.4
2027-28 | 65.5 | 68.8 | 51.5 | 53 | 11.8 | 15.2 | 10.8 | 12 | 42.2 | 46.2
2028-29 | 66.7 | 73.4 | 51.9 | 53.8 | 11.9 | 23.1 | 11 | 12.9 | 42.5 | 48.1
2029-30 | 68.1 | 78.6 | 52.9 | 54.9 | 14.9 | 25 | 11.1 | 13.1 | 43.5 | 50.2
2030-31 | 70.2 | 82.7 | 54.9 | 56.8 | 15.1 | 26.7 | 11.2 | 13.2 | 45.5 | 53.4
2031-32 | 72.6 | 86.5 | 57.6 | 59.6 | 15.3 | 29 | 11.3 | 13.3 | 47.5 | 56.4
2032-33 | 74.5 | 90 | 59.8 | 64.7 | 16 | 31.9 | 11.4 | 13.4 | 49.2 | 58.8
2033-34 | 76.2 | 92.5 | 61.2 | 66.1 | 16.8 | 32.9 | 11.4 | 13.4 | 50.4 | 60
2034-35 | 77.7 | 94.4 | 62.5 | 67.4 | 16.9 | 33.2 | 11.4 | 13.5 | 51.5 | 60.9
2035-36 | 79.6 | 96.5 | 64.1 | 68.9 | 17 | 36.6 | 11.5 | 13.5 | 52.8 | 61.9
2036-37 | 81.6 | 98.1 | 65.6 | 70.2 | 17.2 | 36.9 | 11.5 | 13.6 | 54.4 | 62.9
2037-38 | 83.4 | 99.6 | 67 | 71.3 | 17.3 | 37.2 | 11.5 | 13.7 | 55.7 | 63.9
2038-39 | 84.7 | 100.7 | 68.1 | 72.2 | 17.5 | 37.4 | 11.5 | 13.8 | 56.6 | 64.6
2039-40 | 85.7 | 101.6 | 68.8 | 72.8 | 17.6 | 37.4 | 11.4 | 13.7 | 57.2 | 65.1
2040-41 | 86.4 | 101.8 | 69.4 | 73.4 | 17.9 | 37.5 | 11.4 | 13.7 | 57.5 | 65.1
2041-42 | 87 | 102 | 70 | 73.8 | 18 | 37.6 | 11.4 | 13.7 | 57.8 | 65.2
2042-43 | 87.4 | 102.1 | 70.6 | 74.3 | 18.1 | 37.6 | 11.3 | 13.7 | 58.2 | 65.2
2043-44 | 87.7 | 102.1 | 71.1 | 74.6 | 18.3 | 37.7 | 11.3 | 13.7 | 58.5 | 65.3
2044-45 | 88.1 | 101.9 | 71.4 | 74.6 | 18.4 | 37.7 | 11.3 | 13.7 | 58.8 | 65.4
2045-46 | 88.6 | 102.1 | 71.5 | 74.7 | 18.6 | 37.8 | 11.3 | 13.7 | 59.6 | 66.1
2046-47 | 89 | 102.3 | 71.7 | 74.6 | 18.7 | 37.8 | 11.3 | 13.8 | 60 | 66.4
2047-48 | 89.5 | 102.5 | 71.8 | 74.6 | 18.9 | 37.9 | 11.3 | 13.8 | 60.4 | 66.5
2048-49 | 89.8 | 102.6 | 71.8 | 74.5 | 19.1 | 38 | 11.3 | 13.8 | 60.6 | 66.6
2049-50 | 89.9 | 102.5 | 71.7 | 74.2 | 19.2 | 38 | 11.2 | 13.7 | 60.7 | 66.6